## Generator Data (single values)
| Installed Capacities [MW] | Thermal Generation Mix [MWh] | Ramping Costs [EUR] | Revenue From Electricity [EUR] | Operational Cost [EUR] | Fuel Costs [EUR] | CO2 Costs [EUR] | CO2 Costs: [EUR] | Anual Investment Cost [EUR] | Anual Investment Cost (of existing power plants) [EUR] | Anual Investment Cost (of existing power plants and heat storages) [EUR] | Specific Capital Costs of installed Capacities [EUR/MW] | Turn Over Rate: [-] | Installed Capacities: [MW] | Thermal Generation Mix: [MWh] | Anual Investment Cost: [EUR] | Revenue From Electricity: [EUR] | Operational Cost: [EUR] | Specific Capital Costs of Installed Capacities: [EUR/MW] | Fuel Costs: [EUR] | Total CO2 Emission [kg CO2] | CO2 Emission Heat [kg CO2] | CO2 Emission Electricity [kg CO2] | Total CO2 Emission: [kg CO2] | Full Load Hours [EUR] | Full Load Hours: [h] | Operating Hours [h] | Operating Hours: [h] | LCOH [EUR/MWh] | LCOH: [EUR/MWh]
CC gas turbine/ back-pressure turbine | 1348.6033 | 589191.7638 | 6027401.4801 | 25366723.6697 | 48503876.231 | 163664378.8391 | 0 | 0 | 124392736.4414 | 0 | 0 | 92238.1945 |  | 1348.6033 | 589191.7638 | 124392736.4414 | 25366723.6697 | 48503876.231 | 92238.1945 | 163664378.8391 | 0 | 0 | 0 | 0 | 436.8903 | 436.8903 | 8760 | 8760 | 528.1714 | 528.1714
Heat Pump (Geothermal 80°C) | 2187.7786 | 4686142.7479 | 0 | 0 | 24220857.4773 | 3435017.2338 | 1925680.1923 | 1925680.1923 | 79166416.8993 | 0 | 0 | 36185.7532 |  | 2187.7786 | 4686142.7479 | 79166416.8993 | 0 | 24220857.4773 | 36185.7532 | 3435017.2338 | 77027207.6914 | 77027207.6914 | 0 | 77027207.6914 | 2141.9639 | 2141.9639 | 7976 | 7976 | 22.7954 | 22.7954
heat boiler natural gas | 1839.0045 | 724665.4883 | 0 | 0 | 7718350.9196 | 23994479.4999 | 4025919.3792 | 4025919.3792 | 13048189.1372 | 0 | 0 | 7095.2457 |  | 1839.0045 | 724665.4883 | 13048189.1372 | 0 | 7718350.9196 | 7095.2457 | 23994479.4999 | 161036775.1674 | 161036775.1674 | 0 | 161036775.1674 | 394.0531 | 394.0531 | 1167 | 1167 | 61.7678 | 61.7678

## Anual Data
| Heat Price [EUR/MWh] | Heat Demand [MW] | Electricity Price [EUR/MWh] | Ambient Temperature [°C] | Radiation [W/m²]
0 | 118.1469 | 1061.4021 | -31.37 | -1.44 | 0
1 | 189.8173 | 1084.3271 | -9.34 | -1.1 | 0
2 | 112.6463 | 1059.343 | -22.0089 | -0.75 | 0
3 | 159.8899 | 1223.0937 | -30.4089 | -0.4 | 0
4 | 158.7675 | 1409.738 | -28.4989 | -0.23 | 0
5 | 199.424 | 1804.2718 | -25.6889 | -0.06 | 0
6 | 3.0247 | 1606.4734 | -28.0517 | 0.11 | 0
7 | 4.2561 | 1655.6833 | -24.0317 | 0.47 | 0
8 | 5.4966 | 1677.3548 | -17.2929 | 0.82 | 32.9348
9 | 4.2796 | 1542.9068 | -17.0609 | 1.17 | 149.4421
10 | 4.3091 | 1461.6081 | -8.3549 | 1.77 | 254.3765
11 | 4.39 | 1450.6643 | 15.5615 | 2.36 | 363.0797
12 | 4.4136 | 1410.6496 | 22.524 | 2.96 | 348.3817
13 | 4.4052 | 1304.1034 | 20.0607 | 2.06 | 229.4673
14 | 3.2028 | 1295.4348 | 24.5929 | 1.17 | 124.5901
15 | 4.428 | 1320.1557 | 26.7901 | 0.27 | 31.2057
16 | 115.7189 | 1365.8899 | 44.7621 | -0.15 | 0
17 | 110.7318 | 1384.4806 | 53.2492 | -0.57 | 0
18 | 110.2147 | 1402.313 | 54.1292 | -0.99 | 0
19 | 159.1425 | 1441.0585 | 42.8629 | -1.22 | 0
20 | 74.9706 | 1362.5615 | 42.1082 | -1.44 | 0
21 | 154.5966 | 1423.6525 | 50.5992 | -1.67 | 0
22 | 117.1203 | 1221.0718 | 42.377 | -1.47 | 0
23 | 124.3266 | 1156.0514 | 30.1132 | -1.26 | 0
24 | 80.0725 | 979.3628 | 33.4256 | -1.05 | 0
25 | 127.4933 | 1024.4522 | 24.7241 | -1.34 | 0
26 | 127.856 | 1058.3756 | 24.1069 | -1.63 | 0
27 | 130.5825 | 1096.5953 | 19.4669 | -1.91 | 0
28 | 130.1761 | 1239.5804 | 20.1584 | -2.04 | 0
29 | 125.4879 | 1576.5475 | 28.1369 | -2.16 | 0
30 | 116.2068 | 1906.8496 | 43.9318 | -2.29 | 0
31 | 109.0326 | 2170.5772 | 56.1409 | -1.94 | 0
32 | 149.8892 | 2214.9889 | 58.6103 | -1.6 | 24.4668
33 | 109.0748 | 2120.795 | 56.0691 | -1.25 | 106.8809
34 | 111.9364 | 2017.5832 | 51.1991 | -1.15 | 142.9873
35 | 113.2174 | 1917.0854 | 49.0191 | -1.05 | 138.7686
36 | 115.5796 | 1817.4635 | 44.9991 | -0.95 | 150.6506
37 | 115.1095 | 1731.5523 | 45.7991 | -0.92 | 138.6534
38 | 74.4823 | 1715.6647 | 42.9391 | -0.88 | 70.0518
39 | 114.6453 | 1716.7388 | 46.5891 | -0.85 | 18.6752
40 | 110.4968 | 1730.053 | 53.6491 | -1.1 | 0
41 | 148.5326 | 1734.3494 | 60.9191 | -1.35 | 0
42 | 104.4268 | 1704.1853 | 63.9791 | -1.6 | 0
43 | 106.0662 | 1545.5364 | 61.1891 | -1.91 | 0
44 | 110.9198 | 1374.8167 | 52.9291 | -2.22 | 0
45 | 117.3776 | 1264.0863 | 41.9391 | -2.53 | 0
46 | 119.7659 | 1170.5445 | 37.8748 | -2.86 | 0
47 | 121.7851 | 1048.3955 | 34.4385 | -3.19 | 0
48 | 85.9587 | 516.2112 | 23.4084 | -3.51 | 0
49 | 131.3138 | 555.6593 | 18.2223 | -3.8 | 0
50 | 134.6723 | 575.8675 | 12.5069 | -4.09 | 0
51 | 134.9954 | 597.1636 | 11.9569 | -4.37 | 0
52 | 132.6486 | 701.8333 | 15.9507 | -4.55 | 0
53 | 130.0218 | 918.3605 | 20.4212 | -4.73 | 0
54 | 123.4153 | 1071.4224 | 31.6642 | -4.92 | 0
55 | 119.5148 | 1204.7023 | 38.3022 | -4.81 | 0
56 | 160.0622 | 1221.8136 | 41.2978 | -4.7 | 24.1736
57 | 117.681 | 1107.3831 | 41.4229 | -4.59 | 103.7399
58 | 117.5479 | 1020.7354 | 41.6494 | -4.3 | 165.9169
59 | 118.2557 | 969.0582 | 40.4449 | -4 | 195.3845
60 | 118.7491 | 918.7833 | 39.6052 | -3.71 | 210.4804
61 | 119.8699 | 869.3901 | 37.6978 | -3.96 | 171.2337
62 | 118.892 | 854.5157 | 39.3619 | -4.22 | 109.617
63 | 75.0406 | 854.4941 | 41.9891 | -4.47 | 26.4371
64 | 111.3605 | 882.1648 | 52.1791 | -4.69 | 0
65 | 150.2307 | 922.585 | 58.0291 | -4.92 | 0
66 | 110.9198 | 911.1257 | 52.9291 | -5.14 | 0
67 | 114.657 | 886.487 | 46.5691 | -5.34 | 0
68 | 116.1672 | 813.5391 | 43.9991 | -5.54 | 0
69 | 118.4765 | 743.1426 | 40.0691 | -5.74 | 0
70 | 124.9585 | 656.1515 | 29.038 | -5.95 | 0
71 | 82.2077 | 574.1763 | 29.7919 | -6.15 | 0
72 | 135.2599 | 596.7671 | 11.5069 | -6.35 | 0
73 | 136.2177 | 641.8891 | 9.8769 | -5.98 | 0
74 | 137.6338 | 667.3379 | 7.4669 | -5.6 | 0
75 | 136.7289 | 690.5814 | 9.0069 | -5.22 | 0
76 | 136.3942 | 807.3347 | 9.5764 | -5.32 | 0
77 | 132.6744 | 1050.3678 | 15.9069 | -5.41 | 0
78 | 120.971 | 1232.9032 | 35.8239 | -5.51 | 0
79 | 116.6642 | 1394.5133 | 43.1532 | -5.43 | 0
80 | 158.3926 | 1416.3467 | 44.1391 | -5.36 | 47.1247
81 | 116.0614 | 1281.7646 | 44.1791 | -5.29 | 219.3584
82 | 117.5596 | 1179.5125 | 41.6295 | -5.29 | 300.8306
83 | 118.3179 | 1119.1167 | 40.339 | -5.28 | 345.4947
84 | 119.8979 | 1059.6007 | 37.6501 | -5.28 | 334.409
85 | 124.0401 | 1000.9421 | 30.6009 | -4.44 | 262.0493
86 | 127.1462 | 983.0964 | 25.3147 | -3.59 | 144.1545
87 | 81.8415 | 981.8668 | 30.4152 | -2.75 | 34.5223
88 | 121.598 | 1012.7585 | 34.7569 | -2.83 | 0
89 | 163.0256 | 1058.9465 | 36.2546 | -2.92 | 0
90 | 120.6888 | 1043.0918 | 36.3041 | -3 | 0
91 | 116.7209 | 1012.1269 | 43.0569 | -2.94 | 0
92 | 118.5836 | 925.0076 | 39.8869 | -2.89 | 0
93 | 122.3971 | 844.9611 | 33.3969 | -2.83 | 0
94 | 122.0446 | 747.8133 | 33.9969 | -2.71 | 0
95 | 124.5692 | 659.8929 | 29.7004 | -2.59 | 0
96 | 87.5599 | 620.6069 | 20.6835 | -2.46 | 0
97 | 129.6617 | 667.3846 | 21.0339 | -2.92 | 0
98 | 129.6901 | 694.4862 | 20.9855 | -3.37 | 0
99 | 132.4332 | 718.2388 | 16.3173 | -3.82 | 0
100 | 134.7721 | 838.3607 | 12.3369 | -3.96 | 0
101 | 132.2893 | 1088.8822 | 16.5622 | -4.1 | 0
102 | 132.5246 | 1280.413 | 16.1618 | -4.25 | 0
103 | 127.5468 | 1450.7749 | 24.6331 | -3.2 | 0
104 | 163.8067 | 1474.1059 | 34.9253 | -2.15 | 33.9152
105 | 116.2749 | 1333.4481 | 43.8159 | -1.1 | 146.1596
106 | 4.4994 | 1226.4763 | 47.9115 | 0.4 | 239.0665
107 | 4.4848 | 1163.4683 | 43.5736 | 1.89 | 267.1607
108 | 4.4621 | 1101.1495 | 36.8707 | 3.39 | 245.9078
109 | 4.4545 | 1039.6728 | 34.6212 | 2.2 | 205.0021
110 | 3.2368 | 1020.9159 | 34.6616 | 1.02 | 127.9199
111 | 116.6733 | 1019.2701 | 43.1378 | -0.17 | 32.9534
112 | 115.6215 | 1051.0614 | 44.9278 | -1.04 | 0
113 | 152.8288 | 1098.93 | 53.6078 | -1.91 | 0
114 | 106.2609 | 1081.6472 | 60.8578 | -2.78 | 0
115 | 108.0649 | 1048.689 | 57.7878 | -3.55 | 0
116 | 114.8458 | 957.2396 | 46.2479 | -4.32 | 0
117 | 121.1697 | 874.4025 | 35.4857 | -5.09 | 0
118 | 119.2145 | 774.4158 | 38.8131 | -5.59 | 0
119 | 76.2542 | 685.0703 | 39.9237 | -6.08 | 0
120 | 124.0017 | 726.5292 | 30.6662 | -6.57 | 0
121 | 121.9602 | 780.6924 | 34.1405 | -6.35 | 0
122 | 128.8937 | 815.0095 | 22.3408 | -6.13 | 0
123 | 133.8766 | 841.1088 | 13.8608 | -5.91 | 0
124 | 132.2717 | 976.4578 | 16.5921 | -5.97 | 0
125 | 132.9172 | 1260.6979 | 15.4936 | -6.02 | 0
126 | 135.1601 | 1491.853 | 11.6767 | -6.08 | 0
127 | 132.9482 | 1700.638 | 15.4408 | -4.98 | 0
128 | 171.9817 | 1730.4975 | 21.0129 | -3.88 | 22.5402
129 | 123.8533 | 1562.9855 | 30.9187 | -2.78 | 94.1156
130 | 119.7507 | 1435.1714 | 37.9007 | -1.39 | 164.1148
131 | 119.1486 | 1360.5974 | 38.9252 | -0.01 | 191.8333
132 | 4.4844 | 1285.9105 | 43.4802 | 1.38 | 160.5011
133 | 3.2508 | 1212.0084 | 38.794 | 0.67 | 124.4796
134 | 165.1654 | 1189.2433 | 32.6131 | -0.04 | 85.6525
135 | 77.5197 | 1185.8217 | 37.7701 | -0.75 | 22.5259
136 | 117.6828 | 1221.6775 | 41.4197 | -1.15 | 0
137 | 153.2019 | 1277.0462 | 52.9728 | -1.54 | 0
138 | 103.6539 | 1253.5781 | 65.2944 | -1.94 | 0
139 | 112.4777 | 1211.9155 | 50.278 | -3.04 | 0
140 | 110.5455 | 1101.3983 | 53.5663 | -4.15 | 0
141 | 111.6355 | 1006.0804 | 51.7113 | -5.25 | 0
142 | 114.7123 | 893.2707 | 46.475 | -5.26 | 0
143 | 75.7094 | 797.1736 | 40.851 | -5.27 | 0
144 | 113.0272 | 831.397 | 49.3429 | -5.27 | 0
145 | 156.1432 | 926.2406 | 47.9672 | -4.41 | 0
146 | 69.5807 | 858.6683 | 51.2809 | -3.55 | 0
147 | 116.068 | 905.4484 | 44.168 | -2.69 | 0
148 | 116.1653 | 1053.0596 | 44.0024 | -2.64 | 0
149 | 112.9366 | 1291.0279 | 49.497 | -2.58 | 0
150 | 102.6335 | 1505.2864 | 67.0309 | -2.53 | 0
151 | 107.368 | 1691.1816 | 58.9737 | -1.44 | 0
152 | 185.2685 | 1752.2148 | -1.5988 | -0.36 | 24.4722
153 | 4.5468 | 1657.707 | 61.9237 | 0.72 | 100.7403
154 | 4.5443 | 1485.273 | 61.1737 | 1.92 | 191.5558
155 | 4.5436 | 1369.9731 | 60.9837 | 3.12 | 217.8901
156 | 4.542 | 1341.9099 | 60.5037 | 4.32 | 222.7082
157 | 4.5391 | 1225.9381 | 59.6337 | 3.53 | 199.9204
158 | 3.3212 | 1186.4891 | 59.6137 | 2.75 | 121.5349
159 | 4.5187 | 1188.3129 | 53.6106 | 1.96 | 30.5198
160 | 4.533 | 1202.2187 | 57.8237 | 0.88 | 0
161 | 144.1052 | 1183.2503 | 68.4537 | -0.2 | 0
162 | 104.4463 | 1166.7175 | 63.946 | -1.28 | 0
163 | 108.36 | 1138.1627 | 57.2854 | -1.21 | 0
164 | 111.3698 | 1128.2404 | 52.1634 | -1.14 | 0
165 | 116.0738 | 1079.9123 | 44.1581 | -1.07 | 0
166 | 112.6473 | 939.1161 | 49.9893 | -0.93 | 0
167 | 123.4358 | 809.3456 | 31.6293 | -0.79 | 0
168 | 120.4227 | 785.2709 | 36.757 | -0.65 | 0
169 | 4.4603 | 949.8662 | 36.3345 | 0.55 | 0
170 | 3.2437 | 910.2692 | 36.6989 | 1.75 | 0
171 | 4.4616 | 963.3462 | 36.7212 | 2.96 | 0
172 | 4.4629 | 1217.6069 | 37.0993 | 3.18 | 0
173 | 5.7046 | 1657.9951 | 44.1778 | 3.4 | 0
174 | 3.308 | 1340.565 | 55.699 | 3.62 | 0
175 | 5.7377 | 1406.1202 | 53.964 | 4.15 | 0
176 | 4.5344 | 1283.3024 | 58.2437 | 4.67 | 18.5611
177 | 4.5118 | 1264.8571 | 51.5568 | 5.19 | 70.9794
178 | 4.509 | 1122.4954 | 50.7496 | 5.73 | 104.4322
179 | 4.522 | 1107.2807 | 54.5723 | 6.26 | 136.7859
180 | 4.5124 | 1104.798 | 51.7314 | 6.8 | 160.1114
181 | 4.5298 | 1003.7362 | 56.8837 | 5.56 | 123.3001
182 | 3.2907 | 986.1657 | 50.5785 | 4.33 | 95.7247
183 | 4.5279 | 995.0144 | 56.3337 | 3.09 | 25.6086
184 | 4.5292 | 1033.4494 | 56.7037 | 2.14 | 0
185 | 4.5603 | 1057.2423 | 65.9037 | 1.2 | 0
186 | 4.5969 | 1129.8314 | 76.7337 | 0.25 | 0
187 | 4.5299 | 1163.094 | 56.9311 | 0.14 | 0
188 | 4.509 | 1227.0098 | 50.7285 | 0.03 | 0
189 | 151.1021 | 1224.3369 | 56.5462 | -0.08 | 0
190 | 115.4734 | 1046.7875 | 45.1798 | -0.09 | 0
191 | 120.7384 | 916.4115 | 36.2198 | -0.1 | 0
192 | 74.7469 | 744.5945 | 42.489 | -0.11 | 0
193 | 160.2589 | 799.9674 | 40.963 | -0.05 | 0
194 | 3.2563 | 835.7318 | 40.4268 | 0.02 | 0
195 | 4.4751 | 862.0884 | 40.7228 | 0.09 | 0
196 | 116.7396 | 999.5931 | 43.025 | -0.16 | 0
197 | 115.5044 | 1288.8278 | 45.1271 | -0.4 | 0
198 | 157.1357 | 1527.3211 | 46.2782 | -0.65 | 0
199 | 3.3224 | 1743.4413 | 59.9504 | 0.07 | 0
200 | 5.7674 | 1774.6273 | 62.7504 | 0.79 | 26.7926
201 | 4.522 | 1602.297 | 54.573 | 1.51 | 116.0755
202 | 4.5189 | 1470.712 | 53.6753 | 2.45 | 229.5408
203 | 4.5193 | 1394.0974 | 53.7915 | 3.4 | 278.2994
204 | 4.5133 | 1317.1562 | 52.0144 | 4.34 | 282.288
205 | 4.5112 | 1240.9732 | 51.3894 | 3.84 | 213.4294
206 | 4.5104 | 1217.4569 | 51.1604 | 3.33 | 134.7834
207 | 3.2906 | 1213.6074 | 50.5492 | 2.83 | 39.167
208 | 4.5098 | 1250.0425 | 50.9822 | 2.59 | 0
209 | 5.7709 | 1306.6343 | 63.7704 | 2.34 | 0
210 | 4.5202 | 1281.8406 | 54.0418 | 2.1 | 0
211 | 4.5327 | 1238.4357 | 57.7604 | 2.11 | 0
212 | 4.5088 | 1124.377 | 50.6809 | 2.12 | 0
213 | 4.4668 | 1027.0691 | 38.2724 | 2.13 | 0
214 | 4.4559 | 912.4274 | 35.0297 | 1.94 | 0
215 | 4.463 | 815.8897 | 37.1298 | 1.75 | 0
216 | 3.2443 | 641.9037 | 36.864 | 1.56 | 0
217 | 4.4676 | 690.1913 | 38.4941 | 1.54 | 0
218 | 4.4557 | 718.6352 | 34.9693 | 1.53 | 0
219 | 4.4742 | 742.9312 | 40.4442 | 1.52 | 0
220 | 4.4651 | 866.3355 | 37.7641 | 1.55 | 0
221 | 4.474 | 1124.015 | 40.407 | 1.58 | 0
222 | 4.5101 | 1323.2222 | 51.0657 | 1.61 | 0
223 | 4.4751 | 1500.9181 | 40.7182 | 2.08 | 0
224 | 5.7012 | 1525.4552 | 43.1788 | 2.54 | 27.9617
225 | 4.4719 | 1379.5173 | 39.7685 | 3 | 102.1307
226 | 4.5051 | 1268.4632 | 49.5762 | 4.11 | 103.5013
227 | 4.5302 | 1203.1637 | 57.019 | 5.22 | 115.8138
228 | 4.5229 | 1138.4306 | 54.8504 | 6.33 | 136.0555
229 | 4.5298 | 1074.5366 | 56.8765 | 5.66 | 109.277
230 | 4.4893 | 1055.0076 | 44.9296 | 5 | 75.8872
231 | 3.2819 | 1053.0674 | 47.9931 | 4.33 | 25.6104
232 | 4.529 | 1085.7329 | 56.6627 | 3.32 | 0
233 | 5.7755 | 1135.1375 | 65.1327 | 2.32 | 0
234 | 4.5677 | 1116.7466 | 68.1027 | 1.31 | 0
235 | 4.5541 | 1082.1671 | 64.0827 | 1.18 | 0
236 | 4.5072 | 987.0288 | 50.2215 | 1.06 | 0
237 | 4.516 | 901.6129 | 52.8188 | 0.93 | 0
238 | 4.4793 | 798.8704 | 41.952 | 1.05 | 0
239 | 4.4486 | 707.8117 | 32.8958 | 1.17 | 0
240 | 3.2579 | 543.8809 | 40.8953 | 1.29 | 0
241 | 4.4673 | 585.2806 | 38.4271 | 0.96 | 0
242 | 4.4661 | 607.2769 | 38.0653 | 0.63 | 0
243 | 4.4646 | 629.2498 | 37.6079 | 0.31 | 0
244 | 117.6807 | 738.0946 | 41.4234 | -0.03 | 0
245 | 116.0939 | 963.7683 | 44.1238 | -0.36 | 0
246 | 150.3033 | 1126.9216 | 57.9057 | -0.7 | 0
247 | 3.2961 | 1269.8889 | 52.1878 | 0.41 | 0
248 | 5.7425 | 1288.6103 | 55.3906 | 1.52 | 33.8345
249 | 4.5243 | 1167.2713 | 55.2743 | 2.63 | 135.4368
250 | 4.5162 | 1075.2758 | 52.8753 | 4.09 | 154.5814
251 | 4.5088 | 1020.6077 | 50.6745 | 5.56 | 207.085
252 | 4.5021 | 967.1667 | 48.6953 | 7.02 | 204.7233
253 | 4.4925 | 914.5999 | 45.8552 | 6.77 | 161.729
254 | 4.4854 | 898.7087 | 43.7607 | 6.51 | 89.3759
255 | 3.2664 | 898.2791 | 43.3926 | 6.26 | 33.1125
256 | 4.5234 | 927.0626 | 55.0027 | 5.99 | 0
257 | 5.7706 | 969.4671 | 63.6827 | 5.73 | 0
258 | 4.5666 | 956.5131 | 67.7827 | 5.46 | 0
259 | 4.513 | 929.7157 | 51.9294 | 5.5 | 0
260 | 4.4832 | 851.9164 | 43.1093 | 5.55 | 0
261 | 4.4679 | 778.1975 | 38.5806 | 5.59 | 0
262 | 4.5244 | 687.6979 | 55.3001 | 5.31 | 0
263 | 4.4748 | 603.6411 | 40.6298 | 5.04 | 0
264 | 3.2744 | 506.2214 | 45.7815 | 4.77 | 0
265 | 4.4908 | 544.9422 | 45.3615 | 4.82 | 0
266 | 4.4887 | 564.6032 | 44.7315 | 4.88 | 0
267 | 4.489 | 585.5901 | 44.8215 | 4.94 | 0
268 | 4.4886 | 688.5523 | 44.7015 | 4.51 | 0
269 | 4.4899 | 901.4344 | 45.0815 | 4.08 | 0
270 | 4.5042 | 1051.116 | 49.3234 | 3.65 | 0
271 | 4.5067 | 1181.2531 | 50.049 | 4.25 | 0
272 | 5.7266 | 1197.8796 | 50.6845 | 4.85 | 31.1166
273 | 4.5498 | 1085.8353 | 62.7996 | 5.45 | 126.5718
274 | 4.5514 | 1001.0203 | 63.2763 | 5.81 | 233.7307
275 | 4.5331 | 950.3922 | 57.852 | 6.17 | 252.2268
276 | 4.5326 | 901.1946 | 57.7315 | 6.53 | 187.0339
277 | 4.5241 | 852.8738 | 55.214 | 6.25 | 194.4912
278 | 3.2997 | 838.336 | 53.2564 | 5.98 | 120.1224
279 | 4.531 | 838.4049 | 57.2588 | 5.7 | 40.4713
280 | 4.5492 | 865.6222 | 62.6119 | 5.22 | 0
281 | 5.8385 | 905.3006 | 83.7706 | 4.74 | 0
282 | 4.6154 | 894.2582 | 82.1853 | 4.26 | 0
283 | 4.5998 | 870.282 | 77.5753 | 4.13 | 0
284 | 4.5264 | 798.9544 | 55.8903 | 4.01 | 0
285 | 4.5626 | 729.8202 | 66.586 | 3.88 | 0
286 | 4.5531 | 644.2568 | 63.7708 | 3.68 | 0
287 | 3.2865 | 563.3556 | 49.3449 | 3.48 | 0
288 | 4.5073 | 806.4575 | 50.2436 | 3.28 | 0
289 | 4.5054 | 844.2132 | 49.6778 | 3.66 | 0
290 | 4.5039 | 871.5268 | 49.2191 | 4.04 | 0
291 | 4.4957 | 904.6223 | 46.8156 | 4.42 | 0
292 | 4.4894 | 1026.9647 | 44.9422 | 4.24 | 0
293 | 4.478 | 1317.3553 | 41.5715 | 4.06 | 0
294 | 4.4811 | 1577.161 | 42.4886 | 3.87 | 0
295 | 4.4881 | 1782.7418 | 44.5636 | 4.24 | 0
296 | 5.7703 | 1816.9654 | 63.5927 | 4.61 | 16.7146
297 | 4.5043 | 1741.2906 | 49.3433 | 4.98 | 61.4858
298 | 4.5079 | 1658.0647 | 50.4184 | 5.28 | 118.7165
299 | 4.51 | 1576.5262 | 51.0435 | 5.57 | 131.8106
300 | 4.5067 | 1497.4765 | 50.0516 | 5.87 | 122.7682
301 | 4.5034 | 1429.6733 | 49.0725 | 5.39 | 91.0679
302 | 3.2748 | 1417.4621 | 45.8815 | 4.9 | 63.2071
303 | 4.4975 | 1418.9076 | 47.3415 | 4.42 | 24.1289
304 | 4.5309 | 1432.2407 | 57.2081 | 4.13 | 0
305 | 5.7434 | 1438.0227 | 55.6422 | 3.84 | 0
306 | 4.5409 | 1415.7684 | 60.1567 | 3.55 | 0
307 | 4.5282 | 1290.6859 | 56.4259 | 3.3 | 0
308 | 4.5101 | 1154.5988 | 51.061 | 3.06 | 0
309 | 4.5068 | 1061.2544 | 50.0766 | 2.81 | 0
310 | 4.5068 | 978.5972 | 50.0862 | 2.52 | 0
311 | 3.2858 | 867.2657 | 49.1452 | 2.23 | 0
312 | 4.4971 | 966.0073 | 47.2242 | 1.94 | 0
313 | 4.496 | 998.6165 | 46.9002 | 2.19 | 0
314 | 4.4879 | 1034.0612 | 44.5015 | 2.45 | 0
315 | 4.5404 | 1043.605 | 60.0327 | 2.71 | 0
316 | 4.4977 | 1184.9116 | 47.4085 | 2.11 | 0
317 | 4.5042 | 1416.6119 | 49.3347 | 1.51 | 0
318 | 4.4753 | 1831.0632 | 40.7901 | 0.9 | 0
319 | 4.5308 | 1917.6043 | 57.1901 | 1.51 | 0
320 | 5.7536 | 1958.6353 | 58.6601 | 2.11 | 24.1101
321 | 4.5375 | 1847.0676 | 59.1801 | 2.71 | 84.2595
322 | 4.5402 | 1767.3048 | 59.9701 | 3.49 | 105.9121
323 | 4.5405 | 1649.4804 | 60.0601 | 4.28 | 139.9601
324 | 4.5345 | 1560.1388 | 58.2901 | 5.06 | 166.2665
325 | 4.5028 | 1530.8168 | 48.9061 | 4.77 | 139.1861
326 | 4.4934 | 1501.6288 | 46.1333 | 4.49 | 96.1817
327 | 3.2856 | 1429.2796 | 49.0772 | 4.2 | 36.4565
328 | 4.5074 | 1437.4479 | 50.2808 | 3.28 | 0
329 | 5.7599 | 1439.4937 | 60.5241 | 2.35 | 0
330 | 4.5467 | 1303.5347 | 61.8765 | 1.43 | 0
331 | 4.5273 | 1290.1821 | 56.154 | 1.13 | 0
332 | 4.5018 | 1259.0825 | 48.6106 | 0.82 | 0
333 | 4.4611 | 1240.6155 | 36.5854 | 0.52 | 0
334 | 4.4386 | 1090.2168 | 29.9229 | 0.3 | 0
335 | 3.2351 | 1017.168 | 34.154 | 0.08 | 0
336 | 163.8391 | 1191.9863 | 34.8702 | -0.13 | 0
337 | 4.4521 | 1216.6931 | 33.919 | 0.44 | 0
338 | 3.2313 | 1187.6375 | 33.0212 | 1.02 | 0
339 | 4.4453 | 1373.2358 | 31.8999 | 1.6 | 0
340 | 4.4566 | 1580.3649 | 35.2497 | 1.62 | 0
341 | 5.6893 | 2015.1017 | 39.6574 | 1.65 | 0
342 | 3.2592 | 1788.5937 | 41.2839 | 1.67 | 0
343 | 4.5271 | 1846.4636 | 56.0835 | 2.01 | 0
344 | 5.728 | 1871.827 | 51.1137 | 2.35 | 44.0137
345 | 4.5228 | 1718.7688 | 54.8175 | 2.69 | 155.9185
346 | 4.52 | 1626.9446 | 54.0069 | 2.92 | 165.7254
347 | 4.5242 | 1616.0754 | 55.2304 | 3.14 | 234.3088
348 | 4.5218 | 1570.6291 | 54.5223 | 3.37 | 243.3608
349 | 4.5204 | 1448.6101 | 54.1089 | 3.18 | 175.2295
350 | 3.3098 | 1438.4648 | 56.2457 | 3 | 135.7483
351 | 4.5223 | 1466.3813 | 54.6652 | 2.81 | 46.6818
352 | 4.5439 | 1516.8133 | 61.0701 | 2.22 | 0
353 | 4.5645 | 1536.4474 | 67.1575 | 1.63 | 0
354 | 4.5403 | 1555.8403 | 59.9924 | 1.04 | 0
355 | 5.7379 | 1600.3552 | 54.0167 | 0.88 | 0
356 | 3.2948 | 1511.533 | 51.7938 | 0.72 | 0
357 | 5.6961 | 1585.8471 | 41.6832 | 0.56 | 0
358 | 4.425 | 1359.9284 | 25.8978 | 0.4 | 0
359 | 4.4518 | 1295.9731 | 33.8331 | 0.24 | 0
360 | 3.2346 | 1176.4603 | 33.9954 | 0.09 | 0
361 | 123.3827 | 1229.8642 | 31.7197 | -0.09 | 0
362 | 123.9496 | 1271.3671 | 30.7548 | -0.27 | 0
363 | 123.5583 | 1315.3103 | 31.4208 | -0.44 | 0
364 | 123.0173 | 1481.4932 | 32.3414 | -0.45 | 0
365 | 122.5457 | 1870.6181 | 33.144 | -0.45 | 0
366 | 118.13 | 2282.1624 | 40.6587 | -0.46 | 0
367 | 110.5485 | 2613.0118 | 53.5612 | -0.34 | 0
368 | 151.4675 | 2669.2071 | 55.9244 | -0.22 | 52.3298
369 | 104.0015 | 2553.7661 | 64.7029 | -0.1 | 221.1507
370 | 105.5707 | 2427.6444 | 62.0324 | -0.14 | 368.1946
371 | 107.7007 | 2305.4464 | 58.4075 | -0.19 | 493.6841
372 | 109.4338 | 2182.1578 | 55.4581 | -0.23 | 510.3969
373 | 111.0568 | 2075.3918 | 52.696 | -0.38 | 406.0262
374 | 69.6989 | 2055.2504 | 51.0798 | -0.52 | 259.5944
375 | 113.2249 | 2055.8605 | 49.0063 | -0.67 | 87.2489
376 | 109.4091 | 2068.9816 | 55.5001 | -1.01 | 0
377 | 146.3412 | 2071.4219 | 64.6484 | -1.34 | 0
378 | 113.1021 | 2032.0542 | 49.2154 | -1.68 | 0
379 | 115.5495 | 1834.7398 | 45.0503 | -1.9 | 0
380 | 121.0178 | 1624.2165 | 35.7442 | -2.12 | 0
381 | 120.2979 | 1493.8242 | 36.9693 | -2.34 | 0
382 | 122.5931 | 1388.2827 | 33.0634 | -3 | 0
383 | 123.4875 | 1254.5811 | 31.5413 | -3.65 | 0
384 | 81.6183 | 1127.8867 | 30.7951 | -4.3 | 0
385 | 125.583 | 1179.2983 | 27.9751 | -3.55 | 0
386 | 126.2176 | 1218.8771 | 26.8951 | -2.8 | 0
387 | 124.9531 | 1261.5567 | 29.0471 | -2.05 | 0
388 | 125.02 | 1422.4392 | 28.9332 | -2 | 0
389 | 125.9324 | 1799.8792 | 27.3805 | -1.95 | 0
390 | 121.1593 | 2190.2991 | 35.5035 | -1.9 | 0
391 | 113.1935 | 2503.5578 | 49.0599 | -1.61 | 0
392 | 152.155 | 2556.6366 | 54.7544 | -1.33 | 53.5604
393 | 111.5333 | 2446.6028 | 51.8852 | -1.05 | 218.7496
394 | 109.8674 | 2326.2868 | 54.7201 | -0.98 | 360.9205
395 | 109.9556 | 2209.5469 | 54.5701 | -0.92 | 460.6482
396 | 109.6441 | 2092.361 | 55.1001 | -0.85 | 467.9797
397 | 113.4532 | 1991.0007 | 48.6178 | -1.15 | 380.0005
398 | 65.3445 | 1971.9865 | 58.4901 | -1.45 | 228.053
399 | 107.6287 | 1972.7617 | 58.5301 | -1.75 | 82.4244
400 | 107.423 | 1986.1449 | 58.8801 | -2.11 | 0
401 | 143.5432 | 1989.2458 | 69.4101 | -2.48 | 0
402 | 100.2425 | 1952.3803 | 71.1 | -2.84 | 0
403 | 113.9942 | 1765.0978 | 47.6971 | -3.26 | 0
404 | 120.0155 | 1564.7905 | 37.45 | -3.67 | 0
405 | 118.7303 | 1439.048 | 39.6371 | -4.09 | 0
406 | 126.2044 | 1335.9541 | 26.9176 | -4.46 | 0
407 | 130.0346 | 1204.1266 | 20.3993 | -4.82 | 0
408 | 81.4284 | 894.2788 | 31.1182 | -5.18 | 0
409 | 125.2265 | 935.7897 | 28.5817 | -5.21 | 0
410 | 125.8628 | 966.4305 | 27.4989 | -5.24 | 0
411 | 126.4166 | 1002.2073 | 26.5564 | -5.26 | 0
412 | 125.5602 | 1135.2573 | 28.0139 | -5.65 | 0
413 | 123.7938 | 1449.9306 | 31.02 | -6.04 | 0
414 | 117.2816 | 1744.9523 | 42.1026 | -6.44 | 0
415 | 108.7656 | 1979.5054 | 56.5952 | -5.65 | 0
416 | 150.2091 | 2018.79 | 58.066 | -4.87 | 49.4546
417 | 108.87 | 1933.8006 | 56.4176 | -4.08 | 200.351
418 | 110.2085 | 1840.509 | 54.1398 | -3.55 | 322.7549
419 | 112.8914 | 1749.3997 | 49.5739 | -3.01 | 397.0105
420 | 114.8133 | 1660.0457 | 46.3032 | -2.48 | 289.604
421 | 113.3872 | 1583.1876 | 48.7302 | -2.5 | 260.8251
422 | 74.6193 | 1569.1513 | 42.7061 | -2.52 | 197.9057
423 | 117.6053 | 1570.4353 | 41.5517 | -2.54 | 71.7935
424 | 116.3689 | 1583.8736 | 43.6559 | -3.32 | 0
425 | 150.196 | 1589.0098 | 58.0882 | -4.09 | 0
426 | 121.6547 | 1562.8632 | 34.6603 | -4.87 | 0
427 | 118.0052 | 1421.001 | 40.8712 | -5.2 | 0
428 | 108.4385 | 1267.5412 | 57.1519 | -5.52 | 0
429 | 113.4152 | 1165.2613 | 48.6825 | -5.85 | 0
430 | 115.3288 | 1076.8029 | 45.4258 | -6.32 | 0
431 | 120.827 | 959.4563 | 36.0689 | -6.78 | 0
432 | 79.593 | 673.1966 | 34.2417 | -7.24 | 0
433 | 121.9653 | 723.6426 | 34.1317 | -7.23 | 0
434 | 122.8331 | 754.3203 | 32.6549 | -7.22 | 0
435 | 125.3187 | 779.2422 | 28.4248 | -7.21 | 0
436 | 122.6017 | 906.9371 | 33.0487 | -7.88 | 0
437 | 120.1771 | 1174.2218 | 37.175 | -8.54 | 0
438 | 121.917 | 1385.4088 | 34.2139 | -9.21 | 0
439 | 121.1544 | 1574.8246 | 35.5117 | -7.76 | 0
440 | 161.7052 | 1601.3908 | 38.5017 | -6.31 | 27.2439
441 | 113.0092 | 1447.4071 | 49.3734 | -4.86 | 99.5495
442 | 112.3109 | 1330.0935 | 50.5617 | -3.6 | 131.1326
443 | 108.2327 | 1261.3451 | 57.5022 | -2.35 | 138.6069
444 | 108.7594 | 1192.8898 | 56.6059 | -1.09 | 137.8899
445 | 117.1295 | 1125.2487 | 42.3615 | -1.58 | 116.711
446 | 118.1988 | 1104.5037 | 40.5417 | -2.07 | 64.3609
447 | 75.803 | 1101.9799 | 40.6917 | -2.56 | 32.779
448 | 112.9833 | 1135.7925 | 49.4175 | -3.69 | 0
449 | 149.3737 | 1187.3866 | 59.4877 | -4.81 | 0
450 | 106.6387 | 1167.0407 | 60.2149 | -5.94 | 0
451 | 111.544 | 1129.7683 | 51.867 | -6.59 | 0
452 | 116.4232 | 1028.8604 | 43.5634 | -7.24 | 0
453 | 116.3863 | 939.8226 | 43.6262 | -7.89 | 0
454 | 115.8579 | 833.459 | 44.5254 | -7.46 | 0
455 | 76.0113 | 740.7406 | 40.3371 | -7.03 | 0
456 | 117.9305 | 778.7634 | 40.9983 | -6.6 | 0
457 | 119.6982 | 836.5362 | 37.9899 | -6.89 | 0
458 | 120.4868 | 874.5526 | 36.648 | -7.17 | 0
459 | 123.8217 | 901.7161 | 30.9725 | -7.45 | 0
460 | 123.975 | 1044.2869 | 30.7117 | -7.4 | 0
461 | 124.2159 | 1344.6628 | 30.3017 | -7.35 | 0
462 | 127.8557 | 1595.7357 | 24.1074 | -7.3 | 0
463 | 122.5712 | 1823.9776 | 33.1006 | -5.9 | 0
464 | 160.6772 | 1857.1951 | 40.2511 | -4.51 | 33.741
465 | 115.0636 | 1676.2853 | 45.8773 | -3.11 | 131.2369
466 | 109.4698 | 1538.0523 | 55.3968 | -1.85 | 238.1031
467 | 109.1149 | 1457.7305 | 56.0008 | -0.6 | 291.0002
468 | 4.4993 | 1376.8501 | 47.8736 | 0.66 | 266.4096
469 | 3.2768 | 1296.7154 | 46.4668 | 0.16 | 210.7958
470 | 159.204 | 1271.9296 | 42.7582 | -0.34 | 159.7121
471 | 75.9567 | 1267.551 | 40.43 | -0.84 | 83.9769
472 | 117.786 | 1305.337 | 41.2441 | -1.52 | 0
473 | 156.1017 | 1364.3678 | 48.0378 | -2.2 | 0
474 | 113.4108 | 1337.6734 | 48.69 | -2.88 | 0
475 | 115.1608 | 1291.5505 | 45.7118 | -2.81 | 0
476 | 115.8356 | 1171.4419 | 44.5634 | -2.74 | 0
477 | 117.7364 | 1070.0595 | 41.3286 | -2.67 | 0
478 | 117.1423 | 951.1574 | 42.3396 | -2.75 | 0
479 | 81.0679 | 852.1934 | 31.7317 | -2.83 | 0
480 | 125.9168 | 934.8746 | 27.4071 | -2.91 | 0
481 | 124.5668 | 966.6179 | 29.7046 | -2.43 | 0
482 | 128.8815 | 1000.7992 | 22.3617 | -1.94 | 0
483 | 128.8521 | 1010.4982 | 22.4117 | -1.45 | 0
484 | 124.5978 | 1148.0522 | 29.6517 | -1.51 | 0
485 | 120.0601 | 1375.181 | 37.374 | -1.57 | 0
486 | 114.7851 | 1773.584 | 46.3512 | -1.64 | 0
487 | 120.7326 | 1856.4185 | 36.2296 | -1.34 | 0
488 | 162.8623 | 1895.7351 | 36.5326 | -1.05 | 40.4473
489 | 120.086 | 1788.2116 | 37.3301 | -0.76 | 114.6768
490 | 119.3553 | 1711.187 | 38.5735 | -0.68 | 130.9716
491 | 117.6594 | 1597.4914 | 41.4596 | -0.59 | 163.4999
492 | 116.4431 | 1511.4933 | 43.5296 | -0.51 | 135.4879
493 | 116.2703 | 1483.2768 | 43.8237 | -0.97 | 103.9461
494 | 116.3305 | 1455.2677 | 43.7211 | -1.42 | 57.9816
495 | 76.8128 | 1385.8155 | 38.9731 | -1.88 | 28.736
496 | 116.5609 | 1394.1659 | 43.3291 | -2.73 | 0
497 | 155.4546 | 1396.5515 | 49.1391 | -3.58 | 0
498 | 113.2292 | 1266.1016 | 48.9991 | -4.43 | 0
499 | 115.5194 | 1253.2382 | 45.1015 | -5.02 | 0
500 | 120.3448 | 1223.0509 | 36.8896 | -5.6 | 0
501 | 118.0978 | 1204.2236 | 40.7136 | -6.19 | 0
502 | 121.4425 | 1058.0592 | 35.0215 | -7.17 | 0
503 | 124.8384 | 985.1862 | 29.2423 | -8.14 | 0
504 | 84.1619 | 676.4838 | 26.4663 | -9.11 | 0
505 | 172.2376 | 815.8491 | 20.5774 | -9.26 | 0
506 | 81.5119 | 781.6745 | 30.9761 | -9.41 | 0
507 | 121.4156 | 828.1504 | 35.0673 | -9.56 | 0
508 | 126.4126 | 1048.6488 | 26.5634 | -9.61 | 0
509 | 166.7202 | 1431.9667 | 29.9671 | -9.65 | 0
510 | 82.0955 | 1168.3492 | 29.9829 | -9.7 | 0
511 | 157.3819 | 1221.37 | 45.8591 | -8.11 | 0
512 | 111.1843 | 1117.7079 | 52.4791 | -6.53 | 46.2944
513 | 112.195 | 1099.7226 | 50.7591 | -4.95 | 134.1881
514 | 111.4487 | 979.3785 | 52.0291 | -3.49 | 160.7291
515 | 110.7847 | 965.1483 | 53.1591 | -2.02 | 203.6625
516 | 111.7249 | 962.3063 | 51.5591 | -0.56 | 201.6959
517 | 112.5123 | 877.4602 | 50.2191 | -1.23 | 118.446
518 | 69.6035 | 862.8096 | 51.242 | -1.91 | 69.3317
519 | 112.5283 | 871.3457 | 50.1918 | -2.58 | 38.7196
520 | 113.5876 | 905.6128 | 48.3891 | -4.12 | 0
521 | 105.1613 | 927.6711 | 62.7291 | -5.65 | 0
522 | 101.4829 | 990.2235 | 68.9891 | -7.19 | 0
523 | 111.2607 | 1019.3094 | 52.349 | -7.55 | 0
524 | 161.8802 | 1072.2176 | 38.2039 | -7.91 | 0
525 | 120.7881 | 1065.7431 | 36.1352 | -8.27 | 0
526 | 120.5146 | 910.7518 | 36.6006 | -8.44 | 0
527 | 129.8515 | 792.0067 | 20.711 | -8.61 | 0
528 | 82.535 | 582.0493 | 29.2349 | -8.77 | 0
529 | 125.8437 | 626.1038 | 27.5315 | -8.37 | 0
530 | 126.151 | 650.7288 | 27.0084 | -7.97 | 0
531 | 126.1684 | 673.5284 | 26.9789 | -7.57 | 0
532 | 126.458 | 787.8017 | 26.4861 | -7.42 | 0
533 | 123.7271 | 1025.5255 | 31.1335 | -7.26 | 0
534 | 120.5186 | 1203.034 | 36.5938 | -7.11 | 0
535 | 109.2569 | 1359.9505 | 55.7591 | -5.85 | 0
536 | 150.9882 | 1381.0525 | 56.74 | -4.6 | 72.1711
537 | 105.2142 | 1250.0052 | 62.6391 | -3.34 | 205.3489
538 | 104.7382 | 1150.4707 | 63.4491 | -2.45 | 275.8991
539 | 105.6432 | 1091.6259 | 61.9091 | -1.56 | 282.8793
540 | 114.6993 | 1033.7089 | 46.4972 | -0.67 | 274.7625
541 | 113.5881 | 976.6433 | 48.3883 | -0.38 | 222.0178
542 | 110.1706 | 959.2988 | 54.2043 | -0.08 | 119.6551
543 | 3.28 | 958.2128 | 47.4091 | 0.21 | 55.1091
544 | 4.499 | 988.4457 | 47.7791 | 1.05 | 0
545 | 5.7668 | 1033.5454 | 62.5591 | 1.89 | 0
546 | 4.6288 | 1018.3267 | 86.1691 | 2.73 | 0
547 | 4.5187 | 988.3587 | 53.5958 | 2.96 | 0
548 | 4.4817 | 903.65 | 42.677 | 3.18 | 0
549 | 4.4496 | 825.4521 | 33.1746 | 3.41 | 0
550 | 4.4413 | 730.3789 | 30.7255 | 3.21 | 0
551 | 3.2105 | 643.9833 | 26.8887 | 3.01 | 0
552 | 4.4379 | 838.166 | 29.7148 | 2.82 | 0
553 | 4.4307 | 877.2872 | 27.586 | 2.57 | 0
554 | 4.4276 | 905.7926 | 26.665 | 2.32 | 0
555 | 4.4279 | 939.8812 | 26.7634 | 2.08 | 0
556 | 4.428 | 1066.1603 | 26.7872 | 1.87 | 0
557 | 4.4108 | 1365.5167 | 21.7172 | 1.67 | 0
558 | 4.4469 | 1637.8503 | 32.3795 | 1.46 | 0
559 | 4.5399 | 1853.7138 | 59.8816 | 1.96 | 0
560 | 5.7475 | 1889.7287 | 56.8783 | 2.45 | 33.0476
561 | 4.5395 | 1810.7198 | 59.7445 | 2.94 | 97.8794
562 | 4.5104 | 1723.8866 | 51.159 | 3.58 | 142.6282
563 | 4.5413 | 1638.9112 | 60.2791 | 4.21 | 161.7112
564 | 4.5198 | 1556.1869 | 53.9186 | 4.85 | 170.3863
565 | 4.4748 | 1485.1596 | 40.6205 | 4.36 | 151.8956
566 | 3.2673 | 1472.3027 | 43.6784 | 3.87 | 104.463
567 | 4.474 | 1473.6985 | 40.3842 | 3.38 | 49.8118
568 | 4.5095 | 1487.1061 | 50.8752 | 2.43 | 0
569 | 5.7657 | 1492.6893 | 62.2441 | 1.47 | 0
570 | 3.3064 | 1469.0694 | 55.2406 | 0.52 | 0
571 | 153.6125 | 1338.0139 | 52.274 | -0.04 | 0
572 | 120.8193 | 1195.7232 | 36.0821 | -0.59 | 0
573 | 123.1471 | 1099.1193 | 32.1206 | -1.15 | 0
574 | 123.4256 | 1014.2811 | 31.6466 | -1.03 | 0
575 | 84.4311 | 900.6127 | 26.0082 | -0.9 | 0
576 | 169.1251 | 1042.4311 | 25.8743 | -0.77 | 0
577 | 3.2039 | 1090.2282 | 24.9343 | 0.61 | 0
578 | 4.4209 | 1126.5302 | 24.7043 | 1.99 | 0
579 | 4.4213 | 1166.7037 | 24.8143 | 3.38 | 0
580 | 4.4234 | 1317.4584 | 25.4243 | 3.54 | 0
581 | 4.4276 | 1672.0883 | 26.6843 | 3.7 | 0
582 | 4.4785 | 2027.4688 | 41.7286 | 3.86 | 0
583 | 116.8799 | 2311.8014 | 42.7862 | 4.21 | 0
584 | 155.2059 | 2359.8069 | 49.5624 | 4.56 | 26.5521
585 | 109.8066 | 2258.9566 | 54.8237 | 4.91 | 66.6391
586 | 4.5163 | 2148.5468 | 52.9004 | 5.36 | 95.2406
587 | 4.4788 | 2041.197 | 41.8171 | 5.81 | 129.7212
588 | 4.4671 | 1934.2269 | 38.365 | 6.26 | 143.6673
589 | 4.4536 | 1841.864 | 34.3486 | 6.6 | 117.303
590 | 3.2345 | 1824.6809 | 33.9672 | 6.93 | 80.1411
591 | 4.4712 | 1825.6488 | 39.5791 | 7.27 | 34.6136
592 | 4.4822 | 1839.0798 | 42.8091 | 6.79 | 0
593 | 5.7241 | 1842.9513 | 49.9391 | 6.32 | 0
594 | 4.4954 | 1810.0369 | 46.7091 | 5.84 | 0
595 | 4.4405 | 1639.4343 | 30.4925 | 5.62 | 0
596 | 4.4387 | 1456.3165 | 29.956 | 5.39 | 0
597 | 4.4087 | 1339.1316 | 21.084 | 5.17 | 0
598 | 4.407 | 1241.3259 | 20.5845 | 4.68 | 0
599 | 3.1485 | 1114.6705 | 8.5554 | 4.2 | 0
600 | 4.4119 | 1188.6554 | 22.0478 | 3.72 | 0
601 | 4.4503 | 1242.5986 | 33.3838 | 3.75 | 0
602 | 4.4478 | 1284.5458 | 32.6554 | 3.79 | 0
603 | 4.4452 | 1328.9077 | 31.8897 | 3.83 | 0
604 | 4.4198 | 1496.7087 | 24.3627 | 3.73 | 0
605 | 4.4181 | 1889.5739 | 23.8827 | 3.64 | 0
606 | 126.5041 | 2305.661 | 26.4075 | 3.54 | 0
607 | 123.6408 | 2640.203 | 31.2805 | 4.67 | 0
608 | 163.8551 | 2697.0341 | 34.843 | 5.8 | 51.5688
609 | 119.2338 | 2580.3536 | 38.7803 | 6.93 | 122.0524
610 | 118.3011 | 2452.8844 | 40.3676 | 8.1 | 135.0453
611 | 121.1254 | 2329.3922 | 35.5611 | 9.27 | 138.9368
612 | 4.4579 | 2204.7578 | 35.6215 | 10.44 | 154.6434
613 | 4.4679 | 2096.8183 | 38.6003 | 9.42 | 133.14
614 | 3.2461 | 2076.4483 | 37.4153 | 8.4 | 107.8422
615 | 4.4429 | 2077.052 | 31.2143 | 7.38 | 70.769
616 | 4.4695 | 2090.2552 | 39.0496 | 5.68 | 0
617 | 5.6847 | 2092.6699 | 38.3152 | 3.98 | 0
618 | 4.4772 | 2052.8354 | 41.328 | 2.28 | 0
619 | 4.4444 | 1853.3494 | 31.635 | 1.99 | 0
620 | 4.4392 | 1640.5418 | 30.102 | 1.7 | 0
621 | 4.4339 | 1508.847 | 28.5427 | 1.41 | 0
622 | 4.4372 | 1402.3394 | 29.5127 | 1.27 | 0
623 | 3.2164 | 1267.496 | 28.6227 | 1.13 | 0
624 | 4.4245 | 1388.6412 | 25.7606 | 1 | 0
625 | 4.4183 | 1416.1294 | 23.9227 | 1.84 | 0
626 | 4.4167 | 1429.8736 | 23.4648 | 2.69 | 0
627 | 4.4116 | 1493.605 | 21.9616 | 3.54 | 0
628 | 4.4087 | 1618.8844 | 21.0882 | 3.07 | 0
629 | 4.4172 | 2109.6067 | 23.5956 | 2.61 | 0
630 | 126.4734 | 2582.7763 | 26.4597 | 2.14 | 0
631 | 125.5662 | 2909.5811 | 28.0037 | 3.57 | 0
632 | 172.1819 | 2952.3007 | 20.6722 | 5 | 32.1188
633 | 127.2473 | 2904.5919 | 25.1427 | 6.43 | 88.5457
634 | 125.2142 | 2783.9643 | 28.6027 | 7.86 | 111.522
635 | 124.9851 | 2725.8814 | 28.9927 | 9.3 | 119.1121
636 | 127.0769 | 2580.7033 | 25.4327 | 10.73 | 128.0362
637 | 87.4546 | 2398.0586 | 20.8627 | 10.03 | 116.7204
638 | 174.1501 | 2423.2684 | 17.3227 | 9.32 | 73.2972
639 | 137.5011 | 2352.76 | 7.6927 | 8.62 | 36.5087
640 | 89.2916 | 2276.4344 | 17.7366 | 6.94 | 0
641 | 167.3888 | 2280.7275 | 28.8293 | 5.26 | 0
642 | 4.4383 | 2186.7602 | 29.8439 | 3.58 | 0
643 | 4.4403 | 1982.6713 | 30.4407 | 3.35 | 0
644 | 4.4369 | 1750.8304 | 29.4289 | 3.12 | 0
645 | 4.4274 | 1647.222 | 26.6088 | 2.89 | 0
646 | 4.4393 | 1576.7872 | 30.1445 | 3.22 | 0
647 | 3.209 | 1438.7603 | 26.4443 | 3.55 | 0
648 | 4.4224 | 1481.4258 | 25.1456 | 3.88 | 0
649 | 4.4238 | 1522.8982 | 25.5556 | 4.55 | 0
650 | 5.6412 | 1554.4107 | 25.4495 | 5.23 | 0
651 | 3.2049 | 1544.3517 | 25.2079 | 5.91 | 0
652 | 4.4402 | 1718.3819 | 30.4028 | 5.28 | 0
653 | 4.4485 | 1970.348 | 32.8456 | 4.65 | 0
654 | 116.7693 | 2500.5614 | 42.9745 | 4.02 | 0
655 | 140.5614 | 2786.6404 | 74.4846 | 5.08 | 0
656 | 119.3266 | 2718.9912 | 38.6223 | 6.14 | 37.8278
657 | 72.1709 | 2572.8348 | 46.8728 | 7.2 | 101.0665
658 | 167.0873 | 2593.2153 | 29.3423 | 8.93 | 154.6586
659 | 120.5961 | 2483.2831 | 36.4619 | 10.65 | 196.8759
660 | 120.6868 | 2362.4813 | 36.3076 | 12.38 | 204.5633
661 | 120.1227 | 2351.4367 | 37.2676 | 11.89 | 162.8054
662 | 121.7974 | 2248.1114 | 34.4176 | 11.39 | 127.7074
663 | 3.2267 | 1965.572 | 31.6576 | 10.9 | 70.9234
664 | 5.6638 | 2039.6416 | 32.1176 | 9.63 | 8.0374
665 | 4.4675 | 1912.8569 | 38.4776 | 8.37 | 0
666 | 4.4603 | 1726.1261 | 36.3376 | 7.1 | 0
667 | 3.2183 | 1699.4128 | 29.197 | 6.44 | 0
668 | 5.6734 | 1738.2669 | 34.9721 | 5.79 | 0
669 | 4.4404 | 1675.9766 | 30.4731 | 5.13 | 0
670 | 4.4179 | 1467.5299 | 23.7973 | 4.63 | 0
671 | 3.1635 | 1363.2423 | 12.9709 | 4.13 | 0
672 | 4.3957 | 1531.5008 | 17.2421 | 3.63 | 0
673 | 4.3591 | 1536.6774 | 6.4166 | 4.44 | 0
674 | 4.3619 | 1543.7568 | 7.262 | 5.25 | 0
675 | 4.3676 | 1772.5454 | 8.9378 | 6.06 | 0
676 | 4.3483 | 1929.6365 | 3.2342 | 6.09 | 0
677 | 179.3497 | 2441.5888 | 8.4739 | 6.12 | 0
678 | 81.603 | 2366.8696 | 30.8211 | 6.14 | 0
679 | 164.6148 | 2510.7049 | 33.55 | 6.39 | 0
680 | 121.7834 | 2400.882 | 34.4413 | 6.63 | 66.7706
681 | 125.658 | 2341.8118 | 27.8474 | 6.88 | 168.61
682 | 124.553 | 2267.3585 | 29.7279 | 7.83 | 247.7781
683 | 4.453 | 2135.339 | 34.1904 | 8.79 | 294.0068
684 | 4.4421 | 2008.4961 | 30.9517 | 9.74 | 295.1983
685 | 4.4444 | 1996.7857 | 31.6579 | 9.28 | 251.8363
686 | 3.2311 | 1875.2524 | 32.9679 | 8.83 | 188.0353
687 | 4.4494 | 1924.249 | 33.1079 | 8.37 | 92.5843
688 | 4.447 | 1941.1361 | 32.3979 | 7.16 | 9.6555
689 | 5.7026 | 2022.8018 | 43.5779 | 5.94 | 0
690 | 4.4818 | 2012.4623 | 42.6979 | 4.73 | 0
691 | 4.4754 | 1935.2947 | 40.7979 | 4 | 0
692 | 3.2192 | 1836.8887 | 29.4629 | 3.28 | 0
693 | 5.6641 | 1871.433 | 32.2137 | 2.55 | 0
694 | 4.415 | 1790.0194 | 22.9541 | 2.14 | 0
695 | 4.4039 | 1645.9684 | 19.676 | 1.73 | 0
696 | 3.1549 | 1450.3174 | 10.4307 | 1.33 | 0
697 | 4.3508 | 1478.8735 | 3.9815 | 1.64 | 0
698 | 4.3526 | 1493.1515 | 4.4982 | 1.96 | 0
699 | 4.3564 | 1559.2289 | 5.6332 | 2.28 | 0
700 | 4.3672 | 1688.1297 | 8.8316 | 1.65 | 0
701 | 4.3448 | 2197.0588 | 2.1868 | 1.03 | 0
702 | 124.927 | 2696.1598 | 29.0916 | 0.4 | 0
703 | 120.2902 | 3042.1204 | 36.9826 | 1.76 | 0
704 | 165.949 | 3086.6812 | 31.2796 | 3.12 | 56.6315
705 | 122.3791 | 3036.8077 | 33.4276 | 4.48 | 144.2091
706 | 124.4786 | 2910.4303 | 29.8546 | 6.26 | 211.5766
707 | 124.5785 | 2849.8317 | 29.6846 | 8.05 | 249.5059
708 | 124.7783 | 2696.9901 | 29.3446 | 9.83 | 245.026
709 | 82.6997 | 2504.9669 | 28.9546 | 9.25 | 202.706
710 | 167.4385 | 2531.5971 | 28.7446 | 8.66 | 146.0911
711 | 125.1014 | 2457.0524 | 28.7946 | 8.08 | 76.1008
712 | 81.9165 | 2375.6342 | 30.2876 | 6.64 | 8.6068
713 | 164.0069 | 2379.4195 | 34.5846 | 5.21 | 0
714 | 122.4396 | 2280.0376 | 33.3246 | 3.77 | 0
715 | 4.4211 | 2065.0367 | 24.7477 | 3.51 | 0
716 | 4.4228 | 1821.4133 | 25.2531 | 3.24 | 0
717 | 4.3898 | 1714.1952 | 15.5005 | 2.98 | 0
718 | 4.3521 | 1642.3734 | 4.366 | 3.33 | 0
719 | 3.1047 | 1502.15 | -4.384 | 3.69 | 0
720 | 4.2956 | 1559.3612 | -12.3433 | 4.05 | 0
721 | 4.3086 | 1589.9152 | -8.4959 | 4.66 | 0
722 | 4.3087 | 1605.1921 | -8.459 | 5.27 | 0
723 | 4.3155 | 1675.7654 | -6.4583 | 5.88 | 0
724 | 4.3463 | 1812.4643 | 2.6511 | 5.51 | 0
725 | 142.4326 | 2356.1606 | -0.69983 | 5.14 | 0
726 | 130.1075 | 2897.5777 | 20.2752 | 4.77 | 0
727 | 127.1338 | 3274.0725 | 25.3359 | 4.92 | 0
728 | 171.2105 | 3321.9288 | 22.3255 | 5.07 | 41.896
729 | 130.9256 | 3268.2609 | 18.8829 | 5.22 | 102.9765
730 | 128.1646 | 3131.9996 | 23.5816 | 5.78 | 133.208
731 | 127.2278 | 3066.9071 | 25.176 | 6.34 | 172.042
732 | 129.1316 | 2901.3895 | 21.936 | 6.9 | 193.3711
733 | 82.5177 | 2693.6947 | 29.2645 | 6.62 | 157.7954
734 | 168.0858 | 2722.6202 | 27.6431 | 6.34 | 102.7184
735 | 127.6528 | 2641.5891 | 24.4528 | 6.06 | 53.4271
736 | 82.1121 | 2552.3902 | 29.9546 | 5.65 | 6.9003
737 | 167.677 | 2555.7794 | 28.3387 | 5.23 | 0
738 | 123.9204 | 2447.7158 | 30.8046 | 4.82 | 0
739 | 82.1012 | 2214.7494 | 25.8047 | 4.73 | 0
740 | 4.3959 | 1951.3614 | 17.2931 | 4.65 | 0
741 | 4.4055 | 1837.0487 | 20.146 | 4.56 | 0
742 | 4.3948 | 1761.5239 | 16.988 | 4.78 | 0
743 | 3.1142 | 1614.5914 | -1.5889 | 5 | 0
744 | 4.1714 | 1842.9067 | -49.0524 | 5.22 | 0
745 | 4.3502 | 1854.1298 | 3.7867 | 6.29 | 0
746 | 4.3658 | 1908.7191 | 8.3987 | 7.37 | 0
747 | 4.3707 | 1970.2008 | 9.8514 | 8.45 | 0
748 | 4.3669 | 2101.8492 | 8.7443 | 9.06 | 0
749 | 141.7757 | 2670.7796 | 0.41804 | 9.67 | 0
750 | 123.2362 | 3105.1983 | 31.969 | 10.28 | 0
751 | 118.5277 | 3338.5886 | 39.982 | 10.37 | 0
752 | 161.2238 | 3486.2879 | 39.321 | 10.45 | 39.9013
753 | 118.9123 | 3461.7946 | 39.3275 | 10.54 | 98.1933
754 | 118.12 | 3402.0937 | 40.6758 | 10.64 | 134.0874
755 | 118.3139 | 3372.2521 | 40.3458 | 10.74 | 172.2952
756 | 119.4891 | 3202.1007 | 38.3458 | 10.83 | 202.4743
757 | 118.8839 | 2929.6572 | 39.3758 | 11.23 | 176.1785
758 | 117.7498 | 2897.5142 | 41.3058 | 11.63 | 125.7275
759 | 117.6044 | 2876.6003 | 41.5532 | 12.02 | 67.1118
760 | 76.0759 | 2708.7502 | 40.2273 | 11.49 | 7.9625
761 | 148.0879 | 2755.6957 | 61.6759 | 10.97 | 0
762 | 123.9281 | 2730.1848 | 30.7915 | 10.44 | 0
763 | 110.152 | 2561.826 | 54.2359 | 10.08 | 0
764 | 114.1948 | 2298.3101 | 47.3558 | 9.73 | 0
765 | 120.3882 | 2288.6075 | 36.8158 | 9.37 | 0
766 | 4.4741 | 2134.5246 | 40.4158 | 9.05 | 0
767 | 3.2357 | 1874.5468 | 34.3337 | 8.73 | 0
768 | 4.4598 | 1999.1127 | 36.1949 | 8.41 | 0
769 | 4.4398 | 2008.9156 | 30.2934 | 8.93 | 0
770 | 4.4422 | 2018.3813 | 30.9829 | 9.45 | 0
771 | 4.4384 | 2126.2377 | 29.8552 | 9.98 | 0
772 | 127.0607 | 2265.6408 | 25.4603 | 9.74 | 0
773 | 127.5155 | 2754.2712 | 24.6864 | 9.5 | 0
774 | 124.2482 | 3200.0392 | 30.2467 | 9.26 | 0
775 | 130.551 | 3477.6697 | 19.5205 | 9.37 | 0
776 | 126.132 | 3589.6627 | 27.0408 | 9.49 | 83.5693
777 | 167.9573 | 3637.3284 | 27.8618 | 9.6 | 200.535
778 | 124.7561 | 3586.6035 | 29.3824 | 10.04 | 301.7879
779 | 124.7631 | 3522.7943 | 29.3704 | 10.48 | 356.3182
780 | 125.3215 | 3316.6378 | 28.4201 | 10.92 | 350.2152
781 | 124.4516 | 3182.835 | 29.9006 | 10.78 | 272.4669
782 | 126.6375 | 3053.2594 | 26.1806 | 10.63 | 147.802
783 | 127.2192 | 3026.3014 | 25.1906 | 10.48 | 68.862
784 | 82.3597 | 2819.8981 | 29.5334 | 9.3 | 8.6075
785 | 159.5006 | 2898.3458 | 42.2536 | 8.12 | 0
786 | 115.463 | 2782.4629 | 45.1975 | 6.94 | 0
787 | 121.1991 | 2564.1432 | 35.4356 | 6.57 | 0
788 | 83.6252 | 2364.6645 | 27.3796 | 6.19 | 0
789 | 166.6827 | 2414.3533 | 30.0309 | 5.82 | 0
790 | 4.4222 | 2197.9662 | 25.0705 | 6.37 | 0
791 | 4.4243 | 1975.0331 | 25.6965 | 6.91 | 0
792 | 3.2091 | 1918.957 | 26.4672 | 7.46 | 0
793 | 4.4269 | 1930.76 | 26.4704 | 7.95 | 0
794 | 4.4035 | 1987.8863 | 19.5388 | 8.43 | 0
795 | 4.3958 | 2051.8735 | 17.2805 | 8.92 | 0
796 | 4.3955 | 2188.0931 | 17.1905 | 8.64 | 0
797 | 130.8977 | 2777.8551 | 18.9305 | 8.37 | 0
798 | 136.6974 | 3232.4416 | 9.0605 | 8.09 | 0
799 | 130.2983 | 3477.8815 | 19.9505 | 7.98 | 0
800 | 167.5291 | 3632.2953 | 28.5905 | 7.88 | 83.3874
801 | 124.3165 | 3606.9903 | 30.1305 | 7.77 | 219.9282
802 | 123.5467 | 3545.2067 | 31.4405 | 7.31 | 392.5195
803 | 122.9239 | 3513.7003 | 32.5005 | 6.85 | 464.9009
804 | 126.2337 | 3336.0902 | 26.8678 | 6.39 | 487.1479
805 | 128.7107 | 3051.4983 | 22.6523 | 5.47 | 408.7655
806 | 130.551 | 3017.9781 | 19.5204 | 4.55 | 258.6427
807 | 131.4356 | 2995.8512 | 18.0151 | 3.63 | 126.7703
808 | 90.174 | 2820.2549 | 16.2348 | 3.31 | 14.4448
809 | 170.8207 | 2868.7563 | 22.9888 | 3 | 0
810 | 125.2048 | 2842.192 | 28.6188 | 2.68 | 0
811 | 128.1764 | 2665.9661 | 23.5616 | 2.61 | 0
812 | 132.2004 | 2390.7536 | 16.7135 | 2.55 | 0
813 | 136.8171 | 2381.2492 | 8.8568 | 2.48 | 0
814 | 130.8507 | 2220.604 | 19.0105 | 2.44 | 0
815 | 4.3583 | 1951.4379 | 6.1905 | 2.39 | 0
816 | 3.1572 | 1812.926 | 11.1126 | 2.35 | 0
817 | 4.3783 | 1889.799 | 12.1 | 2.01 | 0
818 | 4.4023 | 1891.9171 | 19.2115 | 1.67 | 0
819 | 4.4106 | 1914.6064 | 21.6378 | 1.33 | 0
820 | 4.425 | 2005.1974 | 25.9207 | 1.21 | 0
821 | 125.0578 | 2488.3602 | 28.8689 | 1.09 | 0
822 | 111.8242 | 3308.906 | 51.39 | 0.97 | 0
823 | 107.2445 | 3363.7548 | 59.1839 | 1.73 | 0
824 | 152.596 | 3430.2313 | 54.0039 | 2.5 | 91.637
825 | 116.6286 | 3322.4183 | 43.2139 | 3.26 | 167.1602
826 | 123.0693 | 3212.709 | 32.2529 | 3.55 | 254.1179
827 | 125.2255 | 3206.2993 | 28.5835 | 3.84 | 360.6578
828 | 127.5857 | 3071.4499 | 24.5668 | 4.12 | 338.1277
829 | 129.1806 | 3050.7678 | 21.8527 | 3.92 | 269.6167
830 | 130.1861 | 2919.9884 | 20.1415 | 3.72 | 182.062
831 | 128.8747 | 2722.5661 | 22.3733 | 3.52 | 93.1479
832 | 86.8826 | 2479.5158 | 21.8362 | 2.99 | 11.0546
833 | 164.2482 | 2485.4267 | 34.1739 | 2.46 | 0
834 | 78.058 | 2311.0541 | 36.8539 | 1.93 | 0
835 | 125.9525 | 2321.2843 | 27.3464 | 2.01 | 0
836 | 172.5749 | 2421.0683 | 20.0034 | 2.08 | 0
837 | 130.8091 | 2392.3572 | 19.0812 | 2.16 | 0
838 | 134.153 | 2238.9162 | 13.3905 | 2.18 | 0
839 | 3.1301 | 1899.8074 | 3.1005 | 2.2 | 0
840 | 4.3563 | 1954.9442 | 5.5905 | 2.22 | 0
841 | 4.3535 | 2006.31 | 4.7705 | 2.24 | 0
842 | 4.3473 | 2092.2096 | 2.9305 | 2.26 | 0
843 | 182.519 | 2233.8567 | 3.0805 | 2.28 | 0
844 | 3.1249 | 2169.0657 | 1.5805 | 2.29 | 0
845 | 173.9264 | 3034.2355 | 17.7034 | 2.3 | 0
846 | 79.4005 | 2583.8837 | 34.5694 | 2.31 | 0
847 | 162.3639 | 2962.4457 | 37.3808 | 2.52 | 0
848 | 120.4732 | 2800.9987 | 36.6711 | 2.73 | 108.2579
849 | 120.9695 | 2714.8444 | 35.8265 | 2.94 | 232.1343
850 | 126.4381 | 2598.0285 | 26.5199 | 3.3 | 386.9354
851 | 128.8288 | 2536.6002 | 22.4513 | 3.66 | 515.372
852 | 126.7048 | 2364.5463 | 26.066 | 4.02 | 550.1916
853 | 124.6008 | 2363.677 | 29.6466 | 4.11 | 478.0095
854 | 80.0384 | 2288.4194 | 33.4837 | 4.19 | 333.4114
855 | 163.1325 | 2437.7406 | 36.0727 | 4.27 | 169.0747
856 | 83.9768 | 2432.9991 | 26.7812 | 2.46 | 20.4333
857 | 118.4847 | 2530.3399 | 40.0552 | 0.64 | 0
858 | 154.0466 | 2602.6648 | 51.5352 | -1.17 | 0
859 | 71.7405 | 2479.5535 | 47.6052 | -1.15 | 0
860 | 126.1205 | 2558.9731 | 27.0604 | -1.14 | 0
861 | 170.1168 | 2712.5262 | 24.1866 | -1.12 | 0
862 | 78.2694 | 2257.433 | 36.4943 | -0.81 | 0
863 | 167.1243 | 2384.3369 | 29.2793 | -0.5 | 0
864 | 124.2621 | 1892.5591 | 30.2231 | -0.19 | 0
865 | 3.2217 | 1904.2475 | 30.202 | 0.31 | 0
866 | 4.4242 | 1960.7041 | 25.6682 | 0.8 | 0
867 | 4.4238 | 2023.7982 | 25.5675 | 1.3 | 0
868 | 4.4305 | 2157.7917 | 27.5353 | 0.75 | 0
869 | 124.8271 | 2738.3586 | 29.2615 | 0.21 | 0
870 | 59980.8298 | 3187.6079 | 22.2419 | -0.34 | 0
871 | 75.938 | 3430.6604 | 40.4619 | 1.27 | 0
872 | 160.5534 | 3583.2033 | 40.4619 | 2.88 | 115.6344
873 | 118.5748 | 3558.3277 | 39.9019 | 4.49 | 269.1954
874 | 121.5533 | 3497.5499 | 34.8329 | 6.07 | 431.2983
875 | 122.4254 | 3466.2997 | 33.3487 | 7.65 | 612.1721
876 | 124.0401 | 3290.9541 | 30.6008 | 9.23 | 661.9702
877 | 125.4688 | 3009.9068 | 28.1694 | 9.14 | 576.9223
878 | 127.5538 | 2976.827 | 24.6211 | 9.05 | 403.3218
879 | 125.6495 | 2954.8614 | 27.8619 | 8.96 | 201.7516
880 | 83.1773 | 2781.3455 | 28.1419 | 7.32 | 38.3238
881 | 162.8979 | 2829.0238 | 36.4719 | 5.67 | 0
882 | 118.2163 | 2802.8246 | 40.5119 | 4.03 | 0
883 | 122.0351 | 2628.6469 | 34.013 | 3.42 | 0
884 | 125.9924 | 2356.8842 | 27.2784 | 2.81 | 0
885 | 132.3117 | 2347.7553 | 16.5241 | 2.2 | 0
886 | 4.4204 | 2189.2367 | 24.5597 | 2.02 | 0
887 | 4.4102 | 1924.403 | 21.5427 | 1.85 | 0
888 | 3.1915 | 1845.4259 | 21.2632 | 1.67 | 0
889 | 4.4373 | 1856.6534 | 29.5587 | 1.86 | 0
890 | 4.4321 | 1911.2907 | 27.9927 | 2.05 | 0
891 | 4.4293 | 1972.8594 | 27.19 | 2.24 | 0
892 | 4.4341 | 2104.7684 | 28.61 | 2.73 | 0
893 | 128.755 | 2674.724 | 22.577 | 3.22 | 0
894 | 122.3551 | 3109.5269 | 33.4684 | 3.71 | 0
895 | 120.6674 | 3343.0101 | 36.3406 | 5.15 | 0
896 | 161.5053 | 3490.8533 | 38.8419 | 6.58 | 136.7697
897 | 119.1976 | 3466.3079 | 38.8419 | 8.02 | 318.7232
898 | 120.9567 | 3406.4898 | 35.8483 | 8.88 | 517.6984
899 | 121.6812 | 3376.6479 | 34.6153 | 9.74 | 630.3179
900 | 122.7565 | 3206.3048 | 32.7852 | 10.59 | 648.2167
901 | 122.9709 | 2933.5736 | 32.4204 | 10.64 | 571.0903
902 | 123.2418 | 2901.3914 | 31.9594 | 10.69 | 403.111
903 | 122.0358 | 2880.4816 | 34.0119 | 10.73 | 202.5779
904 | 80.5918 | 2712.4788 | 32.5419 | 9.86 | 39.7944
905 | 157.8867 | 2759.5241 | 45 | 9 | 0
906 | 105.0774 | 2733.9784 | 62.8719 | 8.13 | 0
907 | 112.2404 | 2565.4754 | 50.6819 | 7.73 | 0
908 | 118.0538 | 2301.6763 | 40.7885 | 7.33 | 0
909 | 124.3192 | 2291.9044 | 30.1259 | 6.93 | 0
910 | 4.4163 | 2137.6299 | 23.3489 | 6.46 | 0
911 | 4.4196 | 1877.1527 | 24.3237 | 5.99 | 0
912 | 3.1989 | 1787.6787 | 23.4456 | 5.52 | 0
913 | 4.432 | 1798.464 | 27.9875 | 5.33 | 0
914 | 4.4292 | 1851.1703 | 27.1536 | 5.14 | 0
915 | 4.428 | 1910.837 | 26.7886 | 4.96 | 0
916 | 4.4175 | 2039.2889 | 23.68 | 4.91 | 0
917 | 127.0924 | 2593.4693 | 25.4064 | 4.87 | 0
918 | 121.4798 | 3012.9219 | 34.9579 | 4.82 | 0
919 | 120.436 | 3237.2163 | 36.7344 | 5.55 | 0
920 | 159.3488 | 3379.951 | 42.5119 | 6.29 | 142.0057
921 | 115.29 | 3356.0188 | 45.4919 | 7.02 | 337.395
922 | 113.3831 | 3297.7759 | 48.7371 | 7.99 | 506.1464
923 | 117.6488 | 3269.2052 | 41.4777 | 8.96 | 500.5513
924 | 119.7522 | 3104.5327 | 37.898 | 9.92 | 462.0121
925 | 123.241 | 2841.0409 | 31.9607 | 10.24 | 313.5775
926 | 126.9232 | 2809.9053 | 25.6943 | 10.55 | 244.2956
927 | 127.5623 | 2789.9221 | 24.6066 | 10.86 | 144.5537
928 | 85.1479 | 2627.8146 | 24.7883 | 10.15 | 31.802
929 | 162.1634 | 2673.6846 | 37.7219 | 9.44 | 0
930 | 112.5048 | 2648.9388 | 50.2319 | 8.73 | 0
931 | 118.9156 | 2486.4244 | 39.3219 | 8.32 | 0
932 | 121.4952 | 2231.5202 | 34.9319 | 7.91 | 0
933 | 127.1289 | 2221.5881 | 25.3443 | 7.5 | 0
934 | 4.426 | 2072.2999 | 26.2026 | 6.8 | 0
935 | 4.4584 | 1818.7746 | 35.7886 | 6.11 | 0
936 | 3.2408 | 1765.8517 | 35.8495 | 5.41 | 0
937 | 4.4482 | 1776.4901 | 32.768 | 4.99 | 0
938 | 4.4431 | 1828.5156 | 31.2658 | 4.57 | 0
939 | 4.45 | 1887.4579 | 33.2999 | 4.15 | 0
940 | 4.4515 | 2014.4543 | 33.7498 | 3.7 | 0
941 | 122.3843 | 2562.2154 | 33.4187 | 3.26 | 0
942 | 123.193 | 2976.2528 | 32.0425 | 2.81 | 0
943 | 121.4207 | 3197.4916 | 35.0586 | 4.17 | 0
944 | 169.8117 | 3338.4023 | 24.7059 | 5.52 | 113.7293
945 | 124.906 | 3314.7362 | 29.1272 | 6.88 | 265.0858
946 | 120.4121 | 3257.1545 | 36.775 | 8.03 | 421.292
947 | 120.3351 | 3228.9894 | 36.9061 | 9.18 | 553.2529
948 | 114.961 | 3066.3849 | 46.0518 | 10.33 | 584.484
949 | 118.7009 | 2806.2289 | 39.6872 | 10.54 | 489.6226
950 | 119.7572 | 2775.4801 | 37.8895 | 10.75 | 348.2906
951 | 119.654 | 2755.7869 | 38.0652 | 10.96 | 190.2518
952 | 76.487 | 2595.766 | 39.5277 | 10.5 | 39.7033
953 | 159.6637 | 2641.126 | 41.9759 | 10.03 | 0
954 | 111.1525 | 2616.6824 | 52.5332 | 9.57 | 0
955 | 116.3143 | 2456.2728 | 43.7488 | 9.39 | 0
956 | 4.4341 | 2204.5887 | 28.6009 | 9.21 | 0
957 | 4.4639 | 2194.6994 | 37.3999 | 9.03 | 0
958 | 4.4604 | 2047.2606 | 36.3715 | 8.54 | 0
959 | 3.2452 | 1796.629 | 37.1259 | 8.04 | 0
960 | 4.4592 | 1835.3499 | 36.0101 | 7.55 | 0
961 | 4.4572 | 1846.5144 | 35.4279 | 7.58 | 0
962 | 4.4644 | 1900.849 | 37.5597 | 7.61 | 0
963 | 4.4497 | 1962.082 | 33.2037 | 7.65 | 0
964 | 4.4422 | 2093.284 | 30.991 | 6.64 | 0
965 | 126.6829 | 2660.1684 | 26.1032 | 5.63 | 0
966 | 128.0638 | 3092.5628 | 23.7532 | 4.62 | 0
967 | 128.2283 | 3324.7339 | 23.4732 | 3.93 | 0
968 | 170.489 | 3471.7604 | 23.5532 | 3.25 | 138.8619
969 | 125.2903 | 3447.346 | 28.4732 | 2.56 | 342.2724
970 | 123.504 | 3387.8486 | 31.5132 | 2.51 | 536.646
971 | 123.6298 | 3358.1763 | 31.2991 | 2.46 | 650.7626
972 | 125.4142 | 3188.77 | 28.2624 | 2.4 | 627.5809
973 | 123.9126 | 2917.5419 | 30.8178 | 2.76 | 500.4127
974 | 124.811 | 2885.5362 | 29.2889 | 3.12 | 365.0343
975 | 126.4295 | 2864.7459 | 26.5346 | 3.47 | 174.622
976 | 77.4951 | 2697.673 | 37.812 | 3.21 | 35.1676
977 | 159.0601 | 2744.4673 | 43.0031 | 2.94 | 0
978 | 121.818 | 2719.0611 | 34.3825 | 2.68 | 0
979 | 122.3445 | 2551.4923 | 33.4865 | 2.57 | 0
980 | 117.5771 | 2289.1462 | 41.5997 | 2.47 | 0
981 | 119.0231 | 2279.4184 | 39.1389 | 2.36 | 0
982 | 4.4715 | 2125.9894 | 39.6548 | 2.38 | 0
983 | 4.4273 | 1866.9107 | 26.5907 | 2.39 | 0
984 | 3.2053 | 1792.3218 | 25.3432 | 2.41 | 0
985 | 4.4184 | 1868.2092 | 23.9432 | 2.75 | 0
986 | 4.4174 | 1870.2788 | 23.6632 | 3.08 | 0
987 | 4.4147 | 1892.764 | 22.8632 | 3.42 | 0
988 | 4.4134 | 1982.628 | 22.4927 | 3.27 | 0
989 | 127.9639 | 2461.1786 | 23.9232 | 3.12 | 0
990 | 121.9821 | 3271.2697 | 34.1032 | 2.97 | 0
991 | 118.8662 | 3324.9784 | 39.406 | 3.68 | 4.9035
992 | 161.2885 | 3390.6069 | 39.2109 | 4.38 | 38.2406
993 | 118.3274 | 3284.058 | 40.3229 | 5.09 | 94.5431
994 | 119.4829 | 3175.5415 | 38.3563 | 5.42 | 214.8914
995 | 119.7336 | 3169.3071 | 37.9298 | 5.75 | 362.526
996 | 120.848 | 3036.0826 | 36.0332 | 6.07 | 317.8854
997 | 121.4297 | 3015.616 | 35.0432 | 5.89 | 213.0881
998 | 116.3867 | 2886.4542 | 43.6256 | 5.71 | 135.5137
999 | 115.6853 | 2691.5872 | 44.8191 | 5.53 | 58.5931
1000 | 72.5494 | 2451.635 | 46.2286 | 4.4 | 11.5204
1001 | 158.4567 | 2457.6396 | 44.03 | 3.26 | 0
1002 | 72.7351 | 2285.4238 | 45.9126 | 2.13 | 0
1003 | 116.2819 | 2295.6061 | 43.804 | 1.34 | 0
1004 | 115.048 | 2394.0807 | 45.9037 | 0.54 | 0
1005 | 158.4704 | 2365.5399 | 44.0068 | -0.25 | 0
1006 | 114.994 | 2213.9057 | 45.9957 | -0.54 | 0
1007 | 120.1135 | 1878.2892 | 37.2833 | -0.82 | 0
1008 | 83.0002 | 1874.7207 | 28.4432 | -1.11 | 0
1009 | 124.9319 | 1923.6809 | 29.0832 | -1.73 | 0
1010 | 125.6044 | 2005.614 | 27.9387 | -2.35 | 0
1011 | 167.503 | 2141.1663 | 28.6349 | -2.97 | 0
1012 | 79.0787 | 2080.8702 | 35.117 | -3.28 | 0
1013 | 160.1174 | 2912.4728 | 41.2039 | -3.58 | 0
1014 | 72.294 | 2481.8334 | 46.6633 | -3.89 | 0
1015 | 166.0641 | 2841.5503 | 31.0837 | -1.53 | 7.3116
1016 | 120.3773 | 2687.3447 | 36.8342 | 0.83 | 69.45
1017 | 122.5672 | 2604.7489 | 33.1074 | 3.19 | 158.5204
1018 | 120.5842 | 2492.5138 | 36.4821 | 4.25 | 273.4284
1019 | 118.7673 | 2434.2257 | 39.5743 | 5.31 | 382.4477
1020 | 120.8278 | 2269.6969 | 36.0676 | 6.36 | 454.676
1021 | 121.7421 | 2268.6991 | 34.5117 | 5.94 | 340.4565
1022 | 3.2298 | 2196.7591 | 32.5838 | 5.52 | 188.979
1023 | 164.8492 | 2339.6387 | 33.1511 | 5.1 | 100.2053
1024 | 71.5971 | 2335.3074 | 47.8493 | 4.08 | 20.9844
1025 | 111.4075 | 2428.8916 | 52.0993 | 3.05 | 0
1026 | 140.2002 | 2497.8356 | 75.0993 | 2.03 | 0
1027 | 67.7787 | 2380.5966 | 54.3475 | 2.18 | 0
1028 | 117.7384 | 2456.2027 | 41.3252 | 2.33 | 0
1029 | 161.4147 | 2602.0881 | 38.9961 | 2.48 | 0
1030 | 3.2363 | 2167.1174 | 34.5024 | 2.62 | 0
1031 | 170.8091 | 2285.3763 | 23.0085 | 2.76 | 0
1032 | 3.2243 | 1600.3031 | 30.946 | 2.9 | 0
1033 | 4.4453 | 1631.5449 | 31.9234 | 2.78 | 0
1034 | 4.4417 | 1647.1658 | 30.8541 | 2.66 | 0
1035 | 4.4351 | 1719.2301 | 28.8988 | 2.55 | 0
1036 | 4.4102 | 1858.0664 | 21.5296 | 2.35 | 0
1037 | 122.9507 | 2413.3568 | 32.4549 | 2.16 | 0
1038 | 117.3729 | 2972.6616 | 41.9471 | 1.97 | 0
1039 | 107.3001 | 3362.5088 | 59.0893 | 2.43 | 6.2221
1040 | 147.9635 | 3411.5796 | 61.8877 | 2.89 | 46.9175
1041 | 108.1874 | 3356.4685 | 57.5793 | 3.35 | 103.4288
1042 | 109.0512 | 3216.3366 | 56.1093 | 4.12 | 173.0511
1043 | 110.6377 | 3149.5827 | 53.4093 | 4.9 | 226.4021
1044 | 110.1265 | 2978.8113 | 54.2793 | 5.67 | 289.6894
1045 | 68.1244 | 2764.7174 | 53.7593 | 5.81 | 223.3758
1046 | 153.3274 | 2794.627 | 52.7593 | 5.95 | 125.1804
1047 | 117.8281 | 2710.7924 | 41.1725 | 6.08 | 52.5315
1048 | 71.2916 | 2617.9795 | 48.3692 | 4 | 9.8397
1049 | 107.2237 | 2620.9358 | 59.2193 | 1.93 | 0
1050 | 134.994 | 2509.1077 | 83.9593 | -0.15 | 0
1051 | 109.9027 | 2268.6444 | 54.6601 | -0.23 | 0
1052 | 117.0581 | 1997.2313 | 42.4829 | -0.32 | 0
1053 | 120.6432 | 1880.6584 | 36.3818 | -0.4 | 0
1054 | 124.5476 | 1804.4517 | 29.7372 | -0.52 | 0
1055 | 122.6975 | 1656.6004 | 32.8857 | -0.65 | 0
1056 | 80.6285 | 1376.1466 | 32.4794 | -0.77 | 0
1057 | 165.4959 | 1403.4182 | 32.0506 | -0.36 | 0
1058 | 3.2221 | 1417.0539 | 30.2994 | 0.04 | 0
1059 | 4.4395 | 1480.3089 | 30.184 | 0.45 | 0
1060 | 4.4388 | 1604.8499 | 29.9838 | 0.1 | 0
1061 | 123.2863 | 2091.875 | 31.8837 | -0.24 | 0
1062 | 161.5248 | 2559.8034 | 38.8088 | -0.58 | 0
1063 | 76.8967 | 2882.7389 | 38.8304 | 1.04 | 6.4745
1064 | 160.6663 | 2925.0854 | 40.2696 | 2.67 | 56.2191
1065 | 120.1944 | 2877.815 | 37.1455 | 4.29 | 101.4249
1066 | 122.4866 | 2758.3513 | 33.2446 | 5.68 | 121.7839
1067 | 121.7389 | 2700.7782 | 34.5171 | 7.07 | 150.0405
1068 | 118.6733 | 2557.1497 | 39.7342 | 8.46 | 173.0743
1069 | 74.5931 | 2376.4017 | 42.7507 | 8.43 | 125.7572
1070 | 159.5316 | 2401.3245 | 42.2008 | 8.4 | 74.8752
1071 | 123.3827 | 2331.6316 | 31.7197 | 8.37 | 51.1003
1072 | 78.5576 | 2256.3335 | 36.0037 | 7.57 | 21.8094
1073 | 160.8737 | 2260.7278 | 39.9167 | 6.77 | 0
1074 | 4.5013 | 2167.8544 | 48.4741 | 5.97 | 0
1075 | 4.5003 | 1965.9715 | 48.1603 | 5.69 | 0
1076 | 4.4453 | 1736.5139 | 31.9009 | 5.41 | 0
1077 | 4.4141 | 1633.6392 | 22.6935 | 5.13 | 0
1078 | 4.4146 | 1563.4897 | 22.8351 | 4.85 | 0
1079 | 4.4399 | 1425.9174 | 30.328 | 4.57 | 0
1080 | 3.2243 | 989.3817 | 30.959 | 4.29 | 0
1081 | 4.4405 | 1034.9337 | 30.5033 | 4.37 | 0
1082 | 4.4358 | 1069.2028 | 29.1003 | 4.45 | 0
1083 | 4.4407 | 1107.817 | 30.5538 | 4.54 | 0
1084 | 4.451 | 1252.2749 | 33.6057 | 4.32 | 0
1085 | 4.4521 | 1592.7175 | 33.9338 | 4.11 | 0
1086 | 4.4654 | 1926.3719 | 37.8393 | 3.89 | 0
1087 | 4.5285 | 2192.772 | 56.4993 | 4.47 | 8.5391
1088 | 149.9075 | 2237.633 | 58.5793 | 5.05 | 69.8639
1089 | 4.5437 | 2142.4796 | 60.9993 | 5.63 | 132.2022
1090 | 4.5404 | 2038.2158 | 60.0293 | 5.71 | 209.0738
1091 | 4.5324 | 1936.6926 | 57.6593 | 5.79 | 254.1881
1092 | 4.4973 | 1836.0581 | 47.2904 | 5.86 | 247.8304
1093 | 4.5243 | 1749.2744 | 55.2593 | 6.23 | 182.8718
1094 | 3.2957 | 1733.2262 | 52.0693 | 6.59 | 137.3536
1095 | 4.5063 | 1734.3125 | 49.9408 | 6.95 | 97.1031
1096 | 4.5061 | 1747.7681 | 49.8952 | 6.3 | 30.1644
1097 | 5.7071 | 1752.1133 | 44.917 | 5.65 | 0
1098 | 4.5226 | 1721.6464 | 54.757 | 5 | 0
1099 | 4.4586 | 1561.3866 | 35.8469 | 4.62 | 0
1100 | 4.457 | 1388.9303 | 35.3623 | 4.24 | 0
1101 | 4.4259 | 1277.0624 | 26.1827 | 3.86 | 0
1102 | 4.4055 | 1182.5514 | 20.1564 | 3.61 | 0
1103 | 3.2556 | 1059.1292 | 40.2199 | 3.37 | 0
1104 | 4.4641 | 1062.9614 | 37.4782 | 3.12 | 0
1105 | 4.4628 | 1111.6094 | 37.0764 | 3.71 | 0
1106 | 4.4603 | 1148.7159 | 36.3389 | 4.29 | 0
1107 | 4.46 | 1189.4461 | 36.2554 | 4.88 | 0
1108 | 4.4606 | 1342.5052 | 36.4214 | 4.64 | 0
1109 | 4.4602 | 1702.2538 | 36.3098 | 4.41 | 0
1110 | 4.4655 | 2066.3932 | 37.8733 | 4.18 | 0
1111 | 119.2745 | 2357.9994 | 38.711 | 4.36 | 7.3305
1112 | 159.2008 | 2407.2893 | 42.7638 | 4.55 | 64.7903
1113 | 112.7295 | 2304.1799 | 49.8495 | 4.73 | 154.7705
1114 | 4.4712 | 2191.3409 | 39.5755 | 4.96 | 188.6555
1115 | 4.464 | 2081.701 | 37.4428 | 5.2 | 244.515
1116 | 4.5051 | 1972.1932 | 49.6009 | 5.43 | 237.0515
1117 | 4.4906 | 1877.5864 | 45.3022 | 5.5 | 197.782
1118 | 3.2653 | 1859.939 | 43.082 | 5.57 | 146.9664
1119 | 4.4447 | 1860.8449 | 31.737 | 5.63 | 84.6737
1120 | 4.4516 | 1874.1981 | 33.7693 | 4.92 | 33.7518
1121 | 5.7373 | 1877.8217 | 53.8528 | 4.21 | 0
1122 | 4.555 | 1843.8858 | 64.3438 | 3.5 | 0
1123 | 4.4978 | 1669.1204 | 47.4211 | 3.11 | 0
1124 | 4.4607 | 1481.7473 | 36.4661 | 2.72 | 0
1125 | 4.4753 | 1362.5669 | 40.7805 | 2.33 | 0
1126 | 4.476 | 1263.6483 | 40.9892 | 2.23 | 0
1127 | 4.4744 | 1136.051 | 40.4979 | 2.13 | 0
1128 | 3.2505 | 897.3078 | 38.7064 | 2.03 | 0
1129 | 4.4693 | 938.9476 | 38.9948 | 2.19 | 0
1130 | 4.4669 | 969.7038 | 38.3076 | 2.35 | 0
1131 | 4.4621 | 1005.5713 | 36.8847 | 2.52 | 0
1132 | 4.4628 | 1138.9857 | 37.0791 | 2.46 | 0
1133 | 4.4631 | 1454.4825 | 37.1802 | 2.41 | 0
1134 | 4.4645 | 1750.732 | 37.5755 | 2.36 | 0
1135 | 4.4687 | 1986.2969 | 38.8251 | 2.66 | 7.7878
1136 | 5.6935 | 2025.7586 | 40.8985 | 2.97 | 68.4609
1137 | 4.4759 | 1940.4459 | 40.9654 | 3.27 | 133.9112
1138 | 4.4758 | 1846.8052 | 40.932 | 3.67 | 193.8656
1139 | 4.476 | 1755.3645 | 40.9983 | 4.07 | 162.8952
1140 | 4.4733 | 1665.6518 | 40.1944 | 4.46 | 200.0831
1141 | 4.472 | 1588.4783 | 39.8001 | 4.98 | 214.551
1142 | 3.25 | 1574.3781 | 38.5556 | 5.5 | 167.9506
1143 | 4.4714 | 1575.6559 | 39.6108 | 6.02 | 82.2753
1144 | 4.4743 | 1589.0953 | 40.4834 | 5.82 | 18.9348
1145 | 5.6744 | 1594.2068 | 35.267 | 5.63 | 0
1146 | 4.4848 | 1567.9231 | 43.6008 | 5.43 | 0
1147 | 4.4945 | 1425.4762 | 46.4414 | 5.05 | 0
1148 | 4.4449 | 1271.4123 | 31.7795 | 4.68 | 0
1149 | 4.4454 | 1168.8266 | 31.9529 | 4.3 | 0
1150 | 4.4493 | 1080.1742 | 33.0924 | 4.03 | 0
1151 | 4.4706 | 962.6318 | 39.4001 | 3.77 | 0
1152 | 3.2532 | 730.0392 | 39.4976 | 3.5 | 0
1153 | 5.6868 | 813.0023 | 38.9276 | 3.04 | 0
1154 | 3.2555 | 754.2128 | 40.1703 | 2.57 | 0
1155 | 4.473 | 796.1861 | 40.0895 | 2.11 | 0
1156 | 4.4774 | 929.9665 | 41.4061 | 1.83 | 0
1157 | 4.4518 | 1147.8161 | 33.8223 | 1.55 | 0
1158 | 4.5217 | 1331.8815 | 54.5015 | 1.27 | 0
1159 | 4.6122 | 1489.2798 | 81.2515 | 2.37 | 5.964
1160 | 5.774 | 1540.3138 | 64.6915 | 3.46 | 46.1275
1161 | 4.5406 | 1457.2044 | 60.0815 | 4.56 | 110.9113
1162 | 4.5365 | 1308.3635 | 58.8815 | 4.93 | 134.976
1163 | 4.4721 | 1208.4378 | 39.8287 | 5.31 | 173.7211
1164 | 4.4642 | 1183.7608 | 37.4863 | 5.68 | 148.4826
1165 | 4.4612 | 1084.1277 | 36.603 | 5.97 | 124.3486
1166 | 3.2354 | 1050.4133 | 34.245 | 6.26 | 99.9007
1167 | 4.4534 | 1053.0121 | 34.3189 | 6.54 | 54.2049
1168 | 5.6811 | 1066.89 | 37.2314 | 6.28 | 18.279
1169 | 4.5219 | 1052.6725 | 54.5615 | 6.01 | 0
1170 | 4.5622 | 1040.3632 | 66.4766 | 5.75 | 0
1171 | 4.5186 | 1017.1728 | 53.5722 | 5.65 | 0
1172 | 4.4586 | 1008.3462 | 35.8432 | 5.56 | 0
1173 | 4.4537 | 963.2299 | 34.3931 | 5.46 | 0
1174 | 4.4389 | 836.6606 | 30.0297 | 5.26 | 0
1175 | 3.2102 | 716.7406 | 26.7981 | 5.05 | 0
1176 | 4.4122 | 984.0473 | 22.1191 | 4.85 | 0
1177 | 5.654 | 1005.8821 | 29.2357 | 4.04 | 0
1178 | 3.2102 | 983.2763 | 26.79 | 3.23 | 0
1179 | 4.4292 | 1134.1421 | 27.1622 | 2.42 | 0
1180 | 4.4291 | 1308.5687 | 27.1241 | 2.38 | 0
1181 | 5.6743 | 1679.0079 | 35.227 | 2.35 | 0
1182 | 3.2205 | 1498.0697 | 29.8323 | 2.32 | 0
1183 | 4.4849 | 1542.2369 | 43.6117 | 2.72 | 13.1573
1184 | 5.6745 | 1561.7559 | 35.2826 | 3.11 | 67.5261
1185 | 4.4898 | 1438.2628 | 45.0639 | 3.51 | 122.4236
1186 | 4.4901 | 1363.1816 | 45.1466 | 3.95 | 161.8866
1187 | 4.4702 | 1352.2411 | 39.2796 | 4.39 | 159.0692
1188 | 4.4723 | 1315.4269 | 39.894 | 4.82 | 187.124
1189 | 4.4758 | 1217.9672 | 40.9267 | 5.04 | 137.5156
1190 | 3.2475 | 1210.1596 | 37.8083 | 5.26 | 107.8772
1191 | 4.4563 | 1232.9927 | 35.1622 | 5.47 | 67.9772
1192 | 4.4472 | 1275.9129 | 32.4694 | 4.88 | 20.8707
1193 | 4.4915 | 1293.8438 | 45.5621 | 4.29 | 0
1194 | 4.5286 | 1310.7306 | 56.5321 | 3.7 | 0
1195 | 5.6869 | 1346.092 | 38.9643 | 3.35 | 0
1196 | 3.2313 | 1273.6891 | 33.0222 | 3.01 | 0
1197 | 5.6652 | 1327.1383 | 32.5345 | 2.66 | 0
1198 | 4.4421 | 1138.4356 | 30.9614 | 2.47 | 0
1199 | 4.4298 | 1073.0881 | 27.3214 | 2.28 | 0
1200 | 3.2179 | 849.6149 | 29.0655 | 2.09 | 0
1201 | 4.429 | 889.1854 | 27.079 | 2.02 | 0
1202 | 4.4288 | 918.1644 | 27.019 | 1.95 | 0
1203 | 4.4294 | 952.4982 | 27.2224 | 1.88 | 0
1204 | 4.4263 | 1079.8774 | 26.2955 | 1.58 | 0
1205 | 4.436 | 1381.5694 | 29.1608 | 1.28 | 0
1206 | 4.4626 | 1659.2769 | 37.0385 | 0.98 | 0
1207 | 4.4713 | 1879.6621 | 39.6036 | 2 | 13.4021
1208 | 5.6855 | 1916.4877 | 38.5373 | 3.03 | 54.9416
1209 | 4.4546 | 1836.143 | 34.6526 | 4.05 | 113.3238
1210 | 4.4355 | 1747.8843 | 29.0107 | 4.84 | 131.7132
1211 | 4.4448 | 1661.583 | 31.7672 | 5.64 | 148.1626
1212 | 4.4607 | 1577.3235 | 36.4565 | 6.43 | 149.9102
1213 | 4.4446 | 1504.9267 | 31.6912 | 6.85 | 129.8767
1214 | 3.2162 | 1491.776 | 28.5551 | 7.26 | 111.3344
1215 | 4.4373 | 1493.1147 | 29.5452 | 7.67 | 62.9206
1216 | 4.4414 | 1506.3836 | 30.7614 | 7.18 | 22.517
1217 | 5.6969 | 1511.7384 | 41.9121 | 6.7 | 0
1218 | 4.5269 | 1487.445 | 56.0421 | 6.21 | 0
1219 | 4.5135 | 1353.8448 | 52.0795 | 5.95 | 0
1220 | 4.4772 | 1209.0006 | 41.3414 | 5.7 | 0
1221 | 4.434 | 1111.3709 | 28.5678 | 5.44 | 0
1222 | 4.4107 | 1026.1382 | 21.6934 | 5.3 | 0
1223 | 3.228 | 912.3765 | 32.0373 | 5.15 | 0
1224 | 4.4525 | 996.1673 | 34.0249 | 5.01 | 0
1225 | 4.4485 | 1042.0143 | 32.868 | 5.65 | 0
1226 | 4.4484 | 1076.5356 | 32.8267 | 6.29 | 0
1227 | 4.446 | 1115.3696 | 32.1204 | 6.93 | 0
1228 | 4.4465 | 1260.6902 | 32.2735 | 7.41 | 0
1229 | 4.4545 | 1603.1084 | 34.6332 | 7.89 | 0
1230 | 4.4677 | 1939.39 | 38.5421 | 8.37 | 0
1231 | 4.5106 | 2207.9396 | 51.2221 | 8.94 | 27.365
1232 | 154.1954 | 2253.1735 | 51.2821 | 9.5 | 147.5184
1233 | 4.4988 | 2157.3149 | 47.7386 | 10.07 | 233.522
1234 | 4.492 | 2052.287 | 45.7106 | 10.59 | 400.9896
1235 | 4.4914 | 1950.0336 | 45.5406 | 11.12 | 458.2212
1236 | 4.484 | 1848.6259 | 43.3431 | 11.64 | 481.8679
1237 | 4.4826 | 1761.1652 | 42.934 | 11.99 | 468.9701
1238 | 3.2528 | 1744.9827 | 39.3716 | 12.34 | 382.6231
1239 | 4.4522 | 1746.0609 | 33.9379 | 12.69 | 227.1777
1240 | 4.4624 | 1759.5429 | 36.9721 | 12.31 | 72.4878
1241 | 5.7082 | 1763.8555 | 45.2621 | 11.92 | 0
1242 | 4.5816 | 1733.1077 | 72.2021 | 11.54 | 0
1243 | 4.5326 | 1571.5942 | 57.7121 | 11.2 | 0
1244 | 4.4843 | 1397.8302 | 43.433 | 10.85 | 0
1245 | 4.4696 | 1285.2552 | 39.1008 | 10.51 | 0
1246 | 4.445 | 1190.2526 | 31.8148 | 10.28 | 0
1247 | 4.4066 | 1066.2829 | 20.4774 | 10.04 | 0
1248 | 3.2343 | 688.2532 | 33.9048 | 9.81 | 0
1249 | 4.4446 | 739.7617 | 31.7074 | 10.25 | 0
1250 | 4.4429 | 771.4106 | 31.1892 | 10.69 | 0
1251 | 4.4454 | 796.702 | 31.9443 | 11.13 | 0
1252 | 4.444 | 926.6724 | 31.5141 | 10.47 | 0
1253 | 4.4497 | 1198.9403 | 33.1959 | 9.82 | 0
1254 | 4.5049 | 1415.6139 | 49.531 | 9.17 | 0
1255 | 4.4995 | 1610.2949 | 47.9321 | 10.76 | 30.0082
1256 | 5.6995 | 1637.7355 | 42.6856 | 12.34 | 158.1938
1257 | 4.4937 | 1479.9944 | 46.2031 | 13.93 | 290.5324
1258 | 4.4969 | 1359.7725 | 47.1591 | 14.74 | 390.2613
1259 | 4.4788 | 1289.3971 | 41.8044 | 15.55 | 491.1301
1260 | 4.4663 | 1219.2201 | 38.1118 | 16.36 | 498.6091
1261 | 4.4486 | 1149.8535 | 32.8786 | 16.4 | 455.4208
1262 | 4.4531 | 1128.5557 | 34.2102 | 16.44 | 389.7893
1263 | 3.2311 | 1125.8109 | 32.9629 | 16.47 | 196.9397
1264 | 4.4327 | 1160.2299 | 28.1901 | 14.79 | 67.3624
1265 | 5.6874 | 1212.9042 | 39.1019 | 13.1 | 0
1266 | 4.5023 | 1191.7472 | 48.7546 | 11.42 | 0
1267 | 4.4731 | 1153.3023 | 40.1233 | 10.58 | 0
1268 | 4.4395 | 1049.7566 | 30.2043 | 9.74 | 0
1269 | 4.4978 | 958.9099 | 47.4171 | 8.9 | 0
1270 | 4.4909 | 850.6343 | 45.3836 | 8.45 | 0
1271 | 4.4821 | 756.7773 | 42.7925 | 8.01 | 0
1272 | 3.2749 | 713.7389 | 45.9278 | 7.56 | 0
1273 | 4.4845 | 767.0002 | 43.4923 | 8.85 | 0
1274 | 4.4777 | 800.4904 | 41.4784 | 10.13 | 0
1275 | 4.4704 | 826.277 | 39.3195 | 11.42 | 0
1276 | 4.4448 | 959.6969 | 31.7538 | 11.17 | 0
1277 | 4.4438 | 1239.7105 | 31.4538 | 10.93 | 0
1278 | 4.4415 | 1466.1998 | 30.7738 | 10.68 | 0
1279 | 4.4524 | 1670.5054 | 34.0038 | 10.95 | 33.3172
1280 | 5.683 | 1699.6202 | 37.8004 | 11.23 | 178.531
1281 | 4.4595 | 1535.3021 | 36.1092 | 11.5 | 346.3648
1282 | 4.4832 | 1409.9604 | 43.1105 | 11.57 | 453.5496
1283 | 4.4604 | 1336.7691 | 36.3608 | 11.64 | 498.8409
1284 | 4.4577 | 1263.546 | 35.5885 | 11.71 | 496.0107
1285 | 4.4551 | 1191.1111 | 34.8135 | 11.64 | 454.1891
1286 | 4.4511 | 1168.8161 | 33.6238 | 11.57 | 374.919
1287 | 3.2334 | 1165.5834 | 33.6438 | 11.5 | 264.594
1288 | 4.4513 | 1200.925 | 33.6938 | 10.52 | 99.6457
1289 | 5.6868 | 1255.3766 | 38.9338 | 9.55 | 0
1290 | 4.4952 | 1232.6 | 46.6638 | 8.57 | 0
1291 | 4.4714 | 1191.9356 | 39.614 | 7.7 | 0
1292 | 4.45 | 1083.6616 | 33.2977 | 6.84 | 0
1293 | 4.4517 | 989.8791 | 33.8072 | 5.97 | 0
1294 | 4.4463 | 878.6906 | 32.2144 | 5.22 | 0
1295 | 4.439 | 783.5543 | 30.0475 | 4.48 | 0
1296 | 3.1992 | 399.4961 | 23.5404 | 3.73 | 0
1297 | 4.4229 | 430.5857 | 25.3024 | 2.99 | 0
1298 | 4.4281 | 443.7972 | 26.8342 | 2.25 | 0
1299 | 4.4337 | 461.8787 | 28.4931 | 1.51 | 0
1300 | 4.4287 | 547.8269 | 27.0138 | 1.43 | 0
1301 | 4.4209 | 723.8704 | 24.6938 | 1.36 | 0
1302 | 4.4128 | 835.8247 | 22.3117 | 1.29 | 0
1303 | 4.4195 | 930.209 | 24.2961 | 2.22 | 52.0861
1304 | 5.6476 | 941.0645 | 27.3338 | 3.16 | 263.879
1305 | 4.4682 | 855.1758 | 38.6895 | 4.09 | 482.9801
1306 | 4.4792 | 790.542 | 41.9319 | 4.59 | 630.4758
1307 | 4.4832 | 751.3102 | 43.1021 | 5.09 | 714.0529
1308 | 4.4821 | 714.0257 | 42.792 | 5.58 | 719.4676
1309 | 4.4745 | 677.612 | 40.5417 | 5.62 | 648.5736
1310 | 3.2428 | 666.8572 | 36.4412 | 5.66 | 550.7958
1311 | 4.463 | 668.2416 | 37.1444 | 5.7 | 352.5154
1312 | 4.4623 | 690.9323 | 36.9211 | 4.88 | 136.7676
1313 | 5.7218 | 722.8414 | 49.2594 | 4.05 | 0
1314 | 4.4623 | 717.0059 | 36.9489 | 3.23 | 0
1315 | 4.4674 | 700.8243 | 38.4342 | 2.21 | 0
1316 | 4.4749 | 647.6129 | 40.6531 | 1.18 | 0
1317 | 3.2509 | 591.5793 | 38.8349 | 0.16 | 0
1318 | 161.6046 | 520.2803 | 38.6729 | -0.16 | 0
1319 | 78.4108 | 448.8746 | 36.2537 | -0.49 | 0
1320 | 164.1716 | 467.3735 | 34.3044 | -0.81 | 0
1321 | 77.9348 | 381.0075 | 37.0638 | -0.75 | 0
1322 | 163.7057 | 424.1792 | 35.0972 | -0.69 | 0
1323 | 121.436 | 396.7272 | 35.0326 | -0.62 | 0
1324 | 3.2359 | 496.2972 | 34.3958 | 0.05 | 0
1325 | 4.4775 | 659.1899 | 41.4297 | 0.72 | 0
1326 | 4.4486 | 735.8972 | 32.8828 | 1.39 | 0
1327 | 4.5018 | 742.9592 | 48.6204 | 2.21 | 55.4005
1328 | 5.7382 | 749.1781 | 54.116 | 3.02 | 272.1388
1329 | 4.4906 | 709.3041 | 45.3059 | 3.84 | 501.0142
1330 | 4.481 | 705.2063 | 42.4665 | 4.42 | 650.2135
1331 | 3.2498 | 561.5381 | 38.5024 | 5.01 | 746.0278
1332 | 5.6982 | 568.7961 | 42.2988 | 5.59 | 752.612
1333 | 3.253 | 532.5804 | 39.4476 | 5.7 | 677.8063
1334 | 5.6652 | 548.9921 | 32.5216 | 5.81 | 537.2928
1335 | 3.225 | 507.5606 | 31.1659 | 5.91 | 302.0177
1336 | 5.6598 | 522.5477 | 30.94 | 5.08 | 123.4218
1337 | 4.4585 | 481.4271 | 35.8245 | 4.24 | 0
1338 | 3.2727 | 481.1746 | 45.266 | 3.41 | 0
1339 | 4.4528 | 538.0599 | 34.1232 | 2.89 | 0
1340 | 5.6609 | 548.1061 | 31.2507 | 2.36 | 0
1341 | 4.466 | 526.855 | 38.0428 | 1.84 | 0
1342 | 4.4552 | 460.025 | 34.8262 | 1.58 | 0
1343 | 3.1947 | 350.9993 | 22.2108 | 1.33 | 0
1344 | 4.4152 | 687.2613 | 23.0008 | 1.07 | 0
1345 | 4.4401 | 829.1115 | 30.3787 | 0.18 | 0
1346 | 124.8848 | 794.3993 | 29.1633 | -0.72 | 0
1347 | 124.3552 | 841.5337 | 30.0647 | -1.61 | 0
1348 | 126.2669 | 1065.3858 | 26.8113 | -2.24 | 0
1349 | 167.3139 | 1454.3813 | 28.9566 | -2.87 | 0
1350 | 80.4191 | 1185.4918 | 32.8358 | -3.5 | 0
1351 | 156.7989 | 1239.7336 | 46.8514 | -1.33 | 52.3234
1352 | 4.4819 | 1134.1866 | 42.7367 | 0.83 | 247.8441
1353 | 4.4871 | 1116.1431 | 44.2653 | 3 | 460.5674
1354 | 4.4958 | 993.6315 | 46.8507 | 3.57 | 622.691
1355 | 4.4997 | 979.297 | 47.9876 | 4.14 | 750.7684
1356 | 4.4795 | 976.4864 | 42.0188 | 4.71 | 753.9266
1357 | 4.4823 | 890.0472 | 42.8519 | 4.78 | 676.4567
1358 | 3.2556 | 875.1103 | 40.225 | 4.85 | 580.7601
1359 | 4.46 | 883.6828 | 36.2547 | 4.92 | 372.9151
1360 | 4.4522 | 918.3698 | 33.9474 | 3.74 | 151.2039
1361 | 4.4823 | 940.6093 | 42.8568 | 2.56 | 0
1362 | 4.5472 | 1004.1562 | 62.043 | 1.38 | 0
1363 | 4.4862 | 1033.6585 | 43.9937 | 0.77 | 0
1364 | 4.488 | 1087.6442 | 44.519 | 0.15 | 0
1365 | 162.0917 | 1081.5212 | 37.844 | -0.46 | 0
1366 | 117.5236 | 924.2828 | 41.6908 | -0.63 | 0
1367 | 82.8736 | 804.3468 | 28.6587 | -0.79 | 0
1368 | 123.8607 | 817.4102 | 30.9062 | -0.96 | 0
1369 | 125.3208 | 855.6029 | 28.4214 | -0.78 | 0
1370 | 125.1624 | 883.3625 | 28.691 | -0.6 | 0
1371 | 124.7239 | 916.7113 | 29.4372 | -0.41 | 0
1372 | 123.9119 | 1040.1589 | 30.8191 | -0.42 | 0
1373 | 122.4421 | 1332.9322 | 33.3203 | -0.42 | 0
1374 | 158.7439 | 1597.7391 | 43.5413 | -0.42 | 0
1375 | 3.3034 | 1807.5126 | 54.3313 | 0.9 | 62.8968
1376 | 5.7579 | 1842.4848 | 59.9513 | 2.21 | 248.6263
1377 | 4.5397 | 1765.5538 | 59.8113 | 3.53 | 492.3346
1378 | 4.5407 | 1680.9843 | 60.1113 | 4.21 | 611.0961
1379 | 4.5269 | 1598.1914 | 56.0413 | 4.89 | 691.4244
1380 | 4.5066 | 1517.7073 | 50.0413 | 5.57 | 665.4559
1381 | 4.5098 | 1448.6278 | 50.9913 | 6.01 | 563.7302
1382 | 3.2891 | 1436.1453 | 50.1213 | 6.44 | 469.7863
1383 | 4.4988 | 1437.5426 | 47.7113 | 6.87 | 268.5477
1384 | 4.4871 | 1450.7704 | 44.2713 | 6.02 | 111.4468
1385 | 5.7243 | 1456.3596 | 50.0113 | 5.16 | 0
1386 | 4.6347 | 1433.4906 | 87.8913 | 4.31 | 0
1387 | 4.6286 | 1306.0376 | 86.1013 | 3.89 | 0
1388 | 4.5102 | 1167.5592 | 51.0999 | 3.47 | 0
1389 | 4.4724 | 1073.2085 | 39.9338 | 3.05 | 0
1390 | 4.4687 | 990.1094 | 38.8172 | 2.88 | 0
1391 | 4.444 | 878.5652 | 31.5118 | 2.7 | 0
1392 | 3.246 | 698.7617 | 37.368 | 2.53 | 0
1393 | 4.444 | 751.0076 | 31.5333 | 3.02 | 0
1394 | 4.4396 | 783.352 | 30.2339 | 3.5 | 0
1395 | 4.4439 | 808.8896 | 31.4912 | 3.99 | 0
1396 | 4.4473 | 940.412 | 32.4866 | 3.98 | 0
1397 | 4.4498 | 1216.096 | 33.2359 | 3.98 | 0
1398 | 4.4804 | 1436.6463 | 42.2989 | 3.97 | 0
1399 | 4.4813 | 1635.066 | 42.5455 | 5.2 | 72.6965
1400 | 5.7513 | 1663.1343 | 57.9813 | 6.42 | 279.0328
1401 | 4.5268 | 1502.7513 | 55.9913 | 7.65 | 516.2254
1402 | 4.5195 | 1380.482 | 53.8313 | 8.47 | 684.2507
1403 | 4.4854 | 1308.9654 | 43.7505 | 9.29 | 774.918
1404 | 4.4725 | 1237.575 | 39.9438 | 10.11 | 791.8578
1405 | 4.4648 | 1166.9908 | 37.6759 | 10.26 | 717.9625
1406 | 4.4662 | 1145.3017 | 38.0805 | 10.4 | 588.6553
1407 | 3.2418 | 1142.3925 | 36.1239 | 10.54 | 384.1024
1408 | 4.4828 | 1177.2254 | 42.9913 | 9.67 | 162.8656
1409 | 5.7105 | 1230.6489 | 45.9313 | 8.8 | 0
1410 | 4.5431 | 1208.9037 | 60.8213 | 7.93 | 0
1411 | 4.5199 | 1169.6193 | 53.9529 | 7.36 | 0
1412 | 4.4745 | 1064.2091 | 40.5493 | 6.8 | 0
1413 | 4.4682 | 972.1111 | 38.6818 | 6.23 | 0
1414 | 4.4164 | 862.5301 | 23.379 | 6.27 | 0
1415 | 4.4339 | 767.9367 | 28.5418 | 6.3 | 0
1416 | 3.2172 | 392.1645 | 28.8627 | 6.34 | 0
1417 | 4.423 | 422.7237 | 25.3234 | 6.22 | 0
1418 | 4.4478 | 435.5188 | 32.6562 | 6.09 | 0
1419 | 4.4501 | 453.3831 | 33.3165 | 5.97 | 0
1420 | 4.4362 | 538.1083 | 29.2066 | 5.94 | 0
1421 | 4.4438 | 711.5281 | 31.4643 | 5.91 | 0
1422 | 4.4595 | 820.9621 | 36.1054 | 5.88 | 0
1423 | 4.5063 | 912.9864 | 49.9313 | 5.86 | 33.8372
1424 | 5.723 | 923.4717 | 49.6313 | 5.84 | 112.7379
1425 | 4.4984 | 839.3504 | 47.6058 | 5.82 | 223.0334
1426 | 4.4928 | 776.0764 | 45.9613 | 5.65 | 311.6978
1427 | 4.4528 | 737.6192 | 34.114 | 5.48 | 374.9212
1428 | 4.4612 | 701.1352 | 36.6031 | 5.31 | 388.1401
1429 | 4.4426 | 665.5196 | 31.1176 | 6.08 | 363.2578
1430 | 3.208 | 655.0164 | 26.1384 | 6.85 | 361.807
1431 | 4.4484 | 656.4758 | 32.8248 | 7.62 | 311.6026
1432 | 4.4658 | 678.8415 | 37.9713 | 7.35 | 136.7862
1433 | 5.7105 | 710.21 | 45.9213 | 7.08 | 0
1434 | 4.5399 | 704.6989 | 59.8779 | 6.81 | 0
1435 | 4.5599 | 689.0211 | 65.7946 | 6.53 | 0
1436 | 4.4774 | 637.0186 | 41.3874 | 6.25 | 0
1437 | 4.4555 | 581.902 | 34.916 | 5.97 | 0
1438 | 4.4624 | 511.6266 | 36.9563 | 5.78 | 0
1439 | 4.4716 | 440.9606 | 39.6722 | 5.6 | 0
1440 | 3.2757 | 235.65 | 46.1414 | 5.41 | 0
1441 | 4.4698 | 242.1734 | 39.1401 | 4.88 | 0
1442 | 4.4678 | 265.2579 | 38.5503 | 4.34 | 0
1443 | 4.4676 | 285.837 | 38.4961 | 3.81 | 0
1444 | 4.4687 | 358.5368 | 38.8142 | 3.35 | 0
1445 | 4.4682 | 546.0036 | 38.6757 | 2.88 | 0
1446 | 5.6823 | 671.3107 | 37.5908 | 2.42 | 0
1447 | 4.472 | 669.6309 | 39.7902 | 2.56 | 78.9985
1448 | 4.4934 | 594.9341 | 46.1419 | 2.69 | 279.2861
1449 | 4.4828 | 539.8928 | 42.9897 | 2.83 | 506.9969
1450 | 4.5185 | 479.4159 | 53.5439 | 3.14 | 685.7899
1451 | 4.483 | 446.5412 | 43.067 | 3.45 | 730.3418
1452 | 4.4699 | 421.8653 | 39.1756 | 3.76 | 687.6082
1453 | 4.4563 | 402.9604 | 35.1635 | 3.86 | 578.5831
1454 | 4.4524 | 373.2652 | 34.0056 | 3.97 | 441.9315
1455 | 3.2547 | 371.2582 | 39.9515 | 4.08 | 217.7178
1456 | 4.4812 | 375.609 | 42.5104 | 3.39 | 89.3102
1457 | 4.5304 | 383.725 | 57.0592 | 2.7 | 0
1458 | 4.5714 | 422.4559 | 69.1888 | 2.02 | 0
1459 | 5.7342 | 459.6815 | 52.9264 | 1.91 | 0
1460 | 4.4482 | 446.3838 | 32.7691 | 1.8 | 0
1461 | 4.466 | 427.2269 | 38.029 | 1.7 | 0
1462 | 4.4529 | 350.3481 | 34.1698 | 1.64 | 0
1463 | 3.217 | 268.0287 | 28.8032 | 1.58 | 0
1464 | 4.4284 | 296.2351 | 26.9099 | 1.52 | 0
1465 | 4.4032 | 305.5934 | 19.4583 | 1.34 | 0
1466 | 4.3995 | 337.3504 | 18.3668 | 1.17 | 0
1467 | 4.4006 | 362.8667 | 18.6852 | 0.99 | 0
1468 | 4.4181 | 450.0706 | 23.8737 | 0.82 | 0
1469 | 4.4307 | 685.048 | 27.6022 | 0.65 | 0
1470 | 4.448 | 846.2514 | 32.6971 | 0.48 | 0
1471 | 5.6743 | 849.2444 | 35.2355 | 1.95 | 42.6133
1472 | 4.458 | 751.4207 | 35.6597 | 3.41 | 152.8229
1473 | 4.4545 | 680.5449 | 34.6332 | 4.88 | 265.8709
1474 | 4.4612 | 601.3935 | 36.6139 | 5.69 | 353.3241
1475 | 4.4645 | 559.4141 | 37.5933 | 6.49 | 385.2926
1476 | 4.4612 | 527.1384 | 36.6225 | 7.3 | 346.4708
1477 | 4.4569 | 502.9211 | 35.3492 | 8.26 | 268.1047
1478 | 4.4596 | 464.3638 | 36.1415 | 9.23 | 290.3508
1479 | 3.2607 | 461.3742 | 41.7167 | 10.19 | 215.1837
1480 | 4.4912 | 466.1825 | 45.4811 | 9.03 | 105.4869
1481 | 4.5023 | 475.1058 | 48.7612 | 7.86 | 8.3553
1482 | 4.5503 | 524.0164 | 62.9383 | 6.7 | 0
1483 | 5.7716 | 570.804 | 63.9969 | 6.37 | 0
1484 | 4.49 | 551.654 | 45.1309 | 6.04 | 0
1485 | 4.4614 | 527.9572 | 36.6617 | 5.72 | 0
1486 | 4.4653 | 432.7367 | 37.8303 | 5.5 | 0
1487 | 3.2549 | 333.0558 | 40.0183 | 5.29 | 0
1488 | 4.4739 | 678.6566 | 40.3716 | 5.08 | 0
1489 | 5.6823 | 755.6114 | 37.6001 | 4.78 | 0
1490 | 3.2484 | 701.2498 | 38.0843 | 4.48 | 0
1491 | 4.4642 | 740.7458 | 37.4929 | 4.18 | 0
1492 | 4.4688 | 867.3274 | 38.866 | 3.96 | 0
1493 | 4.4703 | 1074.5779 | 39.3083 | 3.75 | 0
1494 | 4.5342 | 1243.5204 | 58.1883 | 3.53 | 0
1495 | 4.5816 | 1386.7349 | 72.1883 | 3.55 | 57.2708
1496 | 5.8031 | 1432.8151 | 73.2972 | 3.57 | 192.6603
1497 | 4.5018 | 1355.4895 | 48.6233 | 3.59 | 346.4434
1498 | 4.4841 | 1218.4933 | 43.3822 | 3.53 | 502.1639
1499 | 4.4662 | 1126.3022 | 38.0869 | 3.46 | 719.4848
1500 | 4.4568 | 1103.3433 | 35.322 | 3.4 | 784.0883
1501 | 4.4549 | 1011.894 | 34.7622 | 3.83 | 711.3451
1502 | 3.2489 | 981.0451 | 38.2324 | 4.26 | 604.815
1503 | 4.4769 | 983.9918 | 41.2436 | 4.69 | 400.9531
1504 | 5.6805 | 997.7805 | 37.0672 | 4.08 | 167.8018
1505 | 4.5163 | 985.8618 | 52.8883 | 3.47 | 12.0692
1506 | 4.5296 | 975.5942 | 56.8401 | 2.87 | 0
1507 | 4.5151 | 955.0385 | 52.5573 | 2.75 | 0
1508 | 4.456 | 946.7725 | 35.0617 | 2.63 | 0
1509 | 4.4855 | 903.4049 | 43.7879 | 2.52 | 0
1510 | 4.4499 | 784.18 | 33.269 | 2.57 | 0
1511 | 3.2189 | 669.5223 | 29.3726 | 2.63 | 0
1512 | 4.4334 | 786.2558 | 28.382 | 2.68 | 0
1513 | 5.6502 | 951.0809 | 28.1033 | 2.06 | 0
1514 | 3.2119 | 911.4349 | 27.2914 | 1.44 | 0
1515 | 4.4328 | 964.5712 | 28.2103 | 0.82 | 0
1516 | 4.4415 | 1219.1367 | 30.7792 | 0.72 | 0
1517 | 5.6641 | 1660.0393 | 32.2093 | 0.61 | 0
1518 | 3.2302 | 1342.1164 | 32.7063 | 0.51 | 0
1519 | 5.6935 | 1407.7871 | 40.8921 | 1.83 | 73.3739
1520 | 4.4633 | 1284.7946 | 37.2279 | 3.14 | 243.985
1521 | 4.4581 | 1266.3464 | 35.6911 | 4.46 | 403.9495
1522 | 4.4395 | 1123.784 | 30.2074 | 5.18 | 517.1251
1523 | 4.4317 | 1108.561 | 27.8787 | 5.9 | 630.4248
1524 | 4.4255 | 1106.082 | 26.0697 | 6.62 | 723.2277
1525 | 4.429 | 1004.8722 | 27.0904 | 6.9 | 704.7152
1526 | 3.2196 | 987.275 | 29.5674 | 7.19 | 608.3889
1527 | 4.4664 | 996.126 | 38.1548 | 7.48 | 407.1965
1528 | 4.4873 | 1034.598 | 44.3248 | 6.27 | 171.1591
1529 | 4.478 | 1058.4057 | 41.5692 | 5.06 | 12.8137
1530 | 4.5617 | 1131.0857 | 66.3208 | 3.86 | 0
1531 | 4.493 | 1164.3859 | 45.9982 | 2.8 | 0
1532 | 5.6654 | 1228.4026 | 32.5838 | 1.75 | 0
1533 | 4.4297 | 1225.7664 | 27.2922 | 0.7 | 0
1534 | 4.4172 | 1048.014 | 23.6094 | 0.81 | 0
1535 | 4.4394 | 917.5364 | 30.1579 | 0.93 | 0
1536 | 3.2292 | 845.19 | 32.3956 | 1.04 | 0
1537 | 4.4415 | 884.5714 | 30.7883 | 1.19 | 0
1538 | 4.443 | 913.3826 | 31.2423 | 1.33 | 0
1539 | 4.4432 | 947.5816 | 31.3034 | 1.48 | 0
1540 | 4.4431 | 1074.4222 | 31.2693 | 1.57 | 0
1541 | 4.4336 | 1374.893 | 28.454 | 1.67 | 0
1542 | 4.4916 | 1650.8239 | 45.6108 | 1.76 | 0
1543 | 4.541 | 1869.7472 | 60.2108 | 3.66 | 64.5628
1544 | 5.7502 | 1906.3173 | 57.6639 | 5.55 | 221.9792
1545 | 4.4621 | 1826.4423 | 36.8657 | 7.45 | 352.0701
1546 | 4.4338 | 1738.6911 | 28.5123 | 8.87 | 433.5972
1547 | 4.4319 | 1652.8723 | 27.9619 | 10.29 | 431.2021
1548 | 4.4585 | 1569.1325 | 35.814 | 11.71 | 291.2782
1549 | 4.4622 | 1497.1925 | 36.9099 | 11.72 | 186.5667
1550 | 3.2081 | 1484.1339 | 26.1604 | 11.73 | 203.9923
1551 | 4.4386 | 1485.4808 | 29.9166 | 11.74 | 167.2148
1552 | 4.482 | 1498.7449 | 42.7508 | 10.51 | 81.4762
1553 | 5.7441 | 1504.1327 | 55.8508 | 9.28 | 7.846
1554 | 4.6169 | 1480.0358 | 82.6408 | 8.06 | 0
1555 | 4.6086 | 1347.282 | 80.1816 | 7.65 | 0
1556 | 4.4727 | 1203.314 | 40.0238 | 7.24 | 0
1557 | 4.4393 | 1106.1341 | 30.1276 | 6.84 | 0
1558 | 4.4648 | 1021.1927 | 37.6835 | 6.93 | 0
1559 | 3.2437 | 907.7321 | 36.6934 | 7.03 | 0
1560 | 4.4555 | 969.2269 | 34.9265 | 7.12 | 0
1561 | 4.4467 | 1013.9317 | 32.3376 | 6.81 | 0
1562 | 4.4461 | 1047.4227 | 32.1512 | 6.49 | 0
1563 | 4.4418 | 1085.4595 | 30.8786 | 6.18 | 0
1564 | 4.4504 | 1227.5673 | 33.4091 | 6.28 | 0
1565 | 4.4669 | 1562.7382 | 38.281 | 6.37 | 0
1566 | 4.4959 | 1888.0265 | 46.8541 | 6.47 | 0
1567 | 4.499 | 2147.5075 | 47.7915 | 6.56 | 116.6745
1568 | 5.7131 | 2191.1522 | 46.6852 | 6.65 | 337.3079
1569 | 4.4722 | 2098.1805 | 39.8686 | 6.74 | 559.1559
1570 | 4.4765 | 1996.2679 | 41.1374 | 7.15 | 717.9368
1571 | 4.4687 | 1896.9695 | 38.8277 | 7.56 | 811.8736
1572 | 4.4639 | 1798.7694 | 37.4065 | 7.98 | 794.0175
1573 | 4.4644 | 1714.1324 | 37.5682 | 8.12 | 694.6395
1574 | 3.2461 | 1698.5233 | 37.4043 | 8.27 | 608.4756
1575 | 4.4633 | 1699.6598 | 37.2301 | 8.41 | 414.7719
1576 | 4.4605 | 1713.1465 | 36.4063 | 7.3 | 178.2798
1577 | 5.6833 | 1717.6923 | 37.8883 | 6.19 | 14.7741
1578 | 4.5272 | 1688.1788 | 56.1258 | 5.09 | 0
1579 | 4.4887 | 1531.8995 | 44.7371 | 4.76 | 0
1580 | 4.5046 | 1363.535 | 49.4254 | 4.43 | 0
1581 | 4.47 | 1253.6673 | 39.215 | 4.11 | 0
1582 | 4.4618 | 1160.3564 | 36.7936 | 3.98 | 0
1583 | 3.2246 | 1038.0641 | 31.0574 | 3.86 | 0
1584 | 4.4211 | 1093.4597 | 24.7592 | 3.73 | 0
1585 | 4.3981 | 1143.4115 | 17.9697 | 3.23 | 0
1586 | 4.3977 | 1181.6738 | 17.8397 | 2.72 | 0
1587 | 4.4027 | 1223.3344 | 19.3297 | 2.22 | 0
1588 | 4.4112 | 1380.1101 | 21.8226 | 2.06 | 0
1589 | 4.4518 | 1748.2859 | 33.8352 | 1.91 | 0
1590 | 4.4979 | 2124.6603 | 47.4729 | 1.75 | 0
1591 | 119.7905 | 2426.3328 | 37.8329 | 2.76 | 120.4578
1592 | 162.8294 | 2477.3814 | 36.5885 | 3.77 | 342.4142
1593 | 122.8791 | 2371.0364 | 32.5766 | 4.78 | 563.1094
1594 | 118.0593 | 2254.701 | 40.7791 | 5.33 | 723.6411
1595 | 4.4554 | 2141.7369 | 34.885 | 5.88 | 819.9834
1596 | 4.4404 | 2028.6493 | 30.455 | 6.43 | 802.7552
1597 | 4.43 | 1930.8967 | 27.385 | 5.93 | 708.2875
1598 | 3.2297 | 1912.6152 | 32.5479 | 5.43 | 617.4852
1599 | 4.4559 | 1913.4648 | 35.0444 | 4.93 | 419.3044
1600 | 4.4468 | 1926.8535 | 32.3495 | 4.19 | 183.1889
1601 | 5.6846 | 1930.2518 | 38.2767 | 3.44 | 15.9366
1602 | 4.4936 | 1894.9631 | 46.1967 | 2.7 | 0
1603 | 4.499 | 1714.3681 | 47.7768 | 2.71 | 0
1604 | 4.462 | 1520.9599 | 36.8415 | 2.73 | 0
1605 | 4.4476 | 1398.6774 | 32.599 | 2.75 | 0
1606 | 4.4631 | 1297.7466 | 37.1812 | 2.8 | 0
1607 | 4.4212 | 1168.065 | 24.7829 | 2.86 | 0
1608 | 3.2054 | 1000.0175 | 25.3842 | 2.92 | 0
1609 | 4.4168 | 1046.0044 | 23.4824 | 2.72 | 0
1610 | 4.3917 | 1080.6962 | 16.0524 | 2.52 | 0
1611 | 4.3882 | 1119.5834 | 15.0324 | 2.32 | 0
1612 | 4.3798 | 1265.1915 | 12.5324 | 2.35 | 0
1613 | 4.3756 | 1608.1632 | 11.2924 | 2.37 | 0
1614 | 4.3938 | 1946.4708 | 16.6924 | 2.4 | 0
1615 | 129.9505 | 2216.749 | 20.5424 | 2.99 | 104.2994
1616 | 164.5787 | 2262.2977 | 33.6115 | 3.59 | 323.2889
1617 | 4.4465 | 2165.956 | 32.2781 | 4.18 | 536.9468
1618 | 4.4515 | 2060.417 | 33.7521 | 4.52 | 695.9997
1619 | 4.446 | 1957.6959 | 32.1062 | 4.86 | 760.6412
1620 | 4.4357 | 1855.7183 | 29.0724 | 5.21 | 758.5557
1621 | 4.4306 | 1767.7443 | 27.5516 | 5.43 | 680.4852
1622 | 3.2222 | 1751.4473 | 30.3306 | 5.66 | 558.9071
1623 | 4.4372 | 1752.4961 | 29.5022 | 5.89 | 362.1921
1624 | 4.464 | 1765.889 | 37.4411 | 4.69 | 164.2682
1625 | 5.6931 | 1770.0845 | 40.7836 | 3.49 | 15.0041
1626 | 4.4951 | 1739.0637 | 46.6198 | 2.3 | 0
1627 | 4.4943 | 1576.5947 | 46.3998 | 1.9 | 0
1628 | 4.4688 | 1401.8913 | 38.8691 | 1.5 | 0
1629 | 4.4419 | 1289.0101 | 30.9107 | 1.1 | 0
1630 | 4.4276 | 1193.976 | 26.6845 | 1.16 | 0
1631 | 4.3902 | 1070.1679 | 15.6224 | 1.23 | 0
1632 | 3.1569 | 587.3315 | 11.0324 | 1.3 | 0
1633 | 4.3725 | 631.7909 | 10.3824 | 1.21 | 0
1634 | 4.3544 | 656.617 | 5.0524 | 1.13 | 0
1635 | 4.3544 | 679.6383 | 5.0524 | 1.04 | 0
1636 | 4.3532 | 794.9943 | 4.6743 | 1.01 | 0
1637 | 4.3479 | 1034.9536 | 3.1129 | 0.98 | 0
1638 | 4.343 | 1214.0131 | 1.6686 | 0.95 | 0
1639 | 4.3501 | 1372.2728 | 3.7747 | 1.79 | 27.9516
1640 | 5.5668 | 1393.5443 | 3.4368 | 2.64 | 92.2086
1641 | 4.3755 | 1261.3324 | 11.2688 | 3.48 | 141.7951
1642 | 4.3889 | 1160.9169 | 15.2324 | 4.64 | 183.2599
1643 | 4.3986 | 1101.5451 | 18.0924 | 5.79 | 165.4274
1644 | 4.3752 | 1043.1175 | 11.1924 | 6.95 | 167.0213
1645 | 4.3598 | 985.5507 | 6.6224 | 7.37 | 174.0769
1646 | 4.3544 | 968.0558 | 5.0524 | 7.8 | 195.6158
1647 | 3.1367 | 966.9728 | 5.0724 | 8.23 | 170.4626
1648 | 4.3633 | 997.4919 | 7.6544 | 6.64 | 92.8991
1649 | 5.6536 | 1043.0067 | 29.113 | 5.04 | 9.689
1650 | 4.4722 | 1027.6779 | 39.8622 | 3.45 | 0
1651 | 4.4807 | 997.4645 | 42.3868 | 3.2 | 0
1652 | 4.4561 | 912.0169 | 35.0964 | 2.95 | 0
1653 | 4.4513 | 833.0951 | 33.6946 | 2.7 | 0
1654 | 4.4474 | 737.1224 | 32.5323 | 2.43 | 0
1655 | 4.4162 | 649.8693 | 23.2924 | 2.17 | 0
1656 | 3.1954 | 496.2954 | 22.4224 | 1.9 | 0
1657 | 5.5833 | 552.0281 | 8.3324 | 1.2 | 0
1658 | 3.1438 | 513.2057 | 7.1624 | 0.49 | 0
1659 | 132.1596 | 543.6212 | 16.7829 | -0.21 | 0
1660 | 133.9534 | 643.3103 | 13.7302 | -0.23 | 0
1661 | 131.0972 | 810.0756 | 18.5909 | -0.25 | 0
1662 | 161.6527 | 926.6586 | 38.591 | -0.27 | 0
1663 | 3.2157 | 1021.4152 | 28.4149 | 2.28 | 63.246
1664 | 5.6523 | 1050.7388 | 28.7139 | 4.82 | 124.062
1665 | 4.4314 | 993.9803 | 27.8098 | 7.37 | 197.1821
1666 | 4.4256 | 898.1926 | 26.0733 | 8.45 | 269.8621
1667 | 4.4216 | 833.0272 | 24.8892 | 9.53 | 404.7074
1668 | 4.419 | 816.1775 | 24.1376 | 10.62 | 528.4902
1669 | 4.4268 | 753.0635 | 26.4517 | 10.65 | 498.032
1670 | 3.2002 | 732.0862 | 23.8312 | 10.69 | 396.8074
1671 | 4.4177 | 735.9463 | 23.7461 | 10.73 | 252.143
1672 | 5.6348 | 748.8807 | 23.538 | 9.52 | 117.0968
1673 | 4.4311 | 744.3339 | 27.7111 | 8.31 | 11.5211
1674 | 4.4773 | 740.6005 | 41.3705 | 7.1 | 0
1675 | 4.4661 | 728.7883 | 38.0532 | 6.73 | 0
1676 | 4.4287 | 722.5486 | 27.0109 | 6.36 | 0
1677 | 4.4158 | 686.2519 | 23.1796 | 6 | 0
1678 | 4.4045 | 594.0405 | 19.8523 | 5.91 | 0
1679 | 3.1982 | 499.9845 | 23.2561 | 5.83 | 0
1680 | 4.4242 | 535.8225 | 25.676 | 5.74 | 0
1681 | 5.6372 | 643.1193 | 24.2458 | 5.28 | 0
1682 | 3.1971 | 615.9703 | 22.9277 | 4.82 | 0
1683 | 4.4128 | 653.7395 | 22.2976 | 4.36 | 0
1684 | 4.4115 | 830.2502 | 21.9054 | 4.47 | 0
1685 | 5.6435 | 1138.878 | 26.1134 | 4.59 | 0
1686 | 3.2109 | 942.5964 | 27.0074 | 4.7 | 0
1687 | 5.6571 | 980.1976 | 30.1513 | 4.87 | 142.3183
1688 | 4.4302 | 900.8154 | 27.4597 | 5.03 | 371.4308
1689 | 4.4349 | 883.9027 | 28.826 | 5.2 | 586.2134
1690 | 4.4294 | 791.5037 | 27.1983 | 5.41 | 746.1478
1691 | 4.409 | 778.8027 | 21.1864 | 5.61 | 839.3864
1692 | 4.4091 | 775.6564 | 21.2091 | 5.82 | 831.5687
1693 | 4.3887 | 711.2719 | 15.1666 | 6.11 | 744.0959
1694 | 3.1822 | 700.286 | 18.5158 | 6.41 | 549.4603
1695 | 4.4118 | 708.2096 | 21.9997 | 6.7 | 309.7282
1696 | 4.4106 | 736.8239 | 21.6397 | 6.33 | 168.248
1697 | 4.4249 | 756.2832 | 25.8897 | 5.96 | 16.9504
1698 | 4.4858 | 805.8538 | 43.8797 | 5.6 | 0
1699 | 4.4952 | 829.4408 | 46.6597 | 5.56 | 0
1700 | 5.6438 | 868.6072 | 26.2142 | 5.52 | 0
1701 | 4.3982 | 858.1689 | 17.9743 | 5.48 | 0
1702 | 4.3777 | 732.81 | 11.9399 | 5.57 | 0
1703 | 4.3781 | 630.5703 | 12.0454 | 5.66 | 0
1704 | 3.1685 | 418.7276 | 14.4514 | 5.75 | 0
1705 | 4.3824 | 451.1787 | 13.3063 | 5.18 | 0
1706 | 4.3951 | 465.6111 | 17.061 | 4.6 | 0
1707 | 4.4069 | 484.1774 | 20.5541 | 4.03 | 0
1708 | 4.3899 | 573.0719 | 15.531 | 4.13 | 0
1709 | 4.3922 | 755.5487 | 16.2121 | 4.24 | 0
1710 | 4.4312 | 874.4585 | 27.7297 | 4.34 | 4.4046
1711 | 4.4638 | 975.4972 | 37.3869 | 4.55 | 40.5931
1712 | 5.7106 | 987.4504 | 45.9464 | 4.77 | 178.6972
1713 | 4.5114 | 896.7839 | 51.4612 | 4.98 | 352.463
1714 | 4.4926 | 828.4549 | 45.8997 | 5.3 | 496.3583
1715 | 4.4935 | 787.1512 | 46.1701 | 5.62 | 463.1859
1716 | 4.4593 | 747.6807 | 36.047 | 5.94 | 382.9869
1717 | 4.4395 | 709.0776 | 30.2044 | 6.64 | 344.4043
1718 | 3.2039 | 697.6228 | 24.9265 | 7.35 | 282.1153
1719 | 4.4415 | 698.7363 | 30.7722 | 8.05 | 227.4488
1720 | 4.4162 | 722.2118 | 23.3197 | 7.46 | 80.689
1721 | 5.6626 | 755.5057 | 31.7597 | 6.87 | 15.3121
1722 | 4.5427 | 748.6586 | 60.7097 | 6.29 | 0
1723 | 4.5586 | 731.0027 | 65.3997 | 6.03 | 0
1724 | 4.4518 | 674.4484 | 33.8297 | 5.78 | 0
1725 | 4.4177 | 616.0917 | 23.7397 | 5.53 | 0
1726 | 4.394 | 542.3185 | 16.7439 | 5.47 | 0
1727 | 4.3819 | 469.3943 | 13.158 | 5.42 | 0
1728 | 3.1937 | 340.7695 | 21.9029 | 5.36 | 0
1729 | 4.4068 | 352.3816 | 20.5207 | 4.83 | 0
1730 | 4.4036 | 390.9148 | 19.5701 | 4.31 | 0
1731 | 4.4054 | 420.0085 | 20.1059 | 3.78 | 0
1732 | 4.3951 | 517.2601 | 17.0561 | 3.86 | 0
1733 | 4.4133 | 787.0605 | 22.4442 | 3.94 | 0
1734 | 4.457 | 975.19 | 35.3697 | 4.02 | 9.3974
1735 | 5.7571 | 982.3663 | 59.7097 | 4.25 | 124.1765
1736 | 4.541 | 866.9675 | 60.1997 | 4.47 | 356.0774
1737 | 4.4603 | 784.2052 | 36.349 | 4.7 | 552.5209
1738 | 4.4482 | 690.8684 | 32.7574 | 5.28 | 662.7066
1739 | 4.4249 | 642.1007 | 25.8887 | 5.86 | 593.6028
1740 | 4.4151 | 604.0544 | 22.9937 | 6.44 | 396.3729
1741 | 4.4141 | 575.8659 | 22.6766 | 6.63 | 315.026
1742 | 4.4131 | 530.6141 | 22.3923 | 6.82 | 247.9056
1743 | 3.1995 | 526.834 | 23.6347 | 7.01 | 191.3749
1744 | 4.4355 | 531.8815 | 29.0104 | 6.28 | 120.6721
1745 | 4.4805 | 541.2108 | 42.3251 | 5.54 | 21.4787
1746 | 4.5078 | 597.6367 | 50.3797 | 4.81 | 0
1747 | 5.7573 | 651.4519 | 59.7697 | 4.4 | 0
1748 | 4.481 | 627.643 | 42.4634 | 3.99 | 0
1749 | 4.4332 | 600.6657 | 28.3445 | 3.59 | 0
1750 | 4.4121 | 492.1715 | 22.085 | 3.26 | 0
1751 | 3.1657 | 380.2862 | 13.6312 | 2.93 | 0
1752 | 4.3839 | 440.3507 | 13.7578 | 2.6 | 0
1753 | 4.3694 | 474.3832 | 9.4803 | 2.28 | 0
1754 | 4.398 | 489.9698 | 17.9253 | 1.95 | 0
1755 | 4.3985 | 509.2253 | 18.0646 | 1.63 | 0
1756 | 4.3908 | 601.8775 | 15.8055 | 1.4 | 0
1757 | 4.371 | 792.3503 | 9.9465 | 1.18 | 0
1758 | 4.4191 | 918.4955 | 24.151 | 0.95 | 11.9746
1759 | 4.4624 | 1026.2276 | 36.9548 | 1.8 | 157.5569
1760 | 5.6767 | 1039.2001 | 35.9359 | 2.65 | 392.0791
1761 | 4.4429 | 943.402 | 31.196 | 3.5 | 602.0387
1762 | 4.4321 | 871.1364 | 27.9974 | 4.43 | 730.9337
1763 | 4.4415 | 827.5715 | 30.7754 | 5.35 | 830.5626
1764 | 4.4194 | 785.7893 | 24.264 | 6.28 | 826.0862
1765 | 4.4025 | 744.8876 | 19.264 | 6.61 | 753.4875
1766 | 3.1821 | 732.7138 | 18.4763 | 6.95 | 611.0135
1767 | 4.4115 | 733.6488 | 21.9197 | 7.28 | 402.0224
1768 | 4.4263 | 758.1216 | 26.2951 | 5.97 | 195.7569
1769 | 5.6401 | 793.0291 | 25.112 | 4.66 | 33.8889
1770 | 4.4607 | 785.3175 | 36.452 | 3.36 | 0
1771 | 4.4233 | 766.2636 | 25.3954 | 2.71 | 0
1772 | 4.3887 | 706.2426 | 15.1863 | 2.07 | 0
1773 | 4.3725 | 645.1341 | 10.3975 | 1.43 | 0
1774 | 4.4327 | 568.221 | 28.1791 | 1.43 | 0
1775 | 4.4174 | 492.8727 | 23.6633 | 1.44 | 0
1776 | 3.2242 | 438.9359 | 30.9158 | 1.44 | 0
1777 | 4.4135 | 472.8556 | 22.5205 | 1.44 | 0
1778 | 4.4342 | 488.4071 | 28.6243 | 1.45 | 0
1779 | 4.4337 | 507.5909 | 28.4768 | 1.45 | 0
1780 | 4.425 | 599.9148 | 25.9051 | 1.71 | 0
1781 | 4.4384 | 789.7232 | 29.8609 | 1.97 | 0
1782 | 4.4121 | 915.5033 | 22.0934 | 2.23 | 5.3556
1783 | 4.4246 | 1022.9435 | 25.7943 | 2.41 | 43.6558
1784 | 5.6394 | 1035.889 | 24.9133 | 2.6 | 116.1285
1785 | 4.3875 | 940.3822 | 14.8137 | 2.78 | 204.3412
1786 | 4.376 | 868.3338 | 11.4347 | 2.97 | 290.4711
1787 | 4.3566 | 824.9042 | 5.698 | 3.15 | 254.4872
1788 | 4.1772 | 783.2462 | -47.3367 | 3.34 | 235.1597
1789 | 4.3513 | 742.4647 | 4.1247 | 3.61 | 205.8267
1790 | 3.1353 | 730.3254 | 4.6447 | 3.89 | 179.0363
1791 | 4.3676 | 731.2487 | 8.9373 | 4.17 | 122.2013
1792 | 4.4105 | 755.635 | 21.6215 | 3.42 | 87.4252
1793 | 5.6836 | 790.4264 | 37.9646 | 2.67 | 23.8522
1794 | 4.474 | 782.7209 | 40.3825 | 1.93 | 0
1795 | 4.4714 | 763.7103 | 39.6125 | 1.66 | 0
1796 | 4.4666 | 703.8621 | 38.2181 | 1.39 | 0
1797 | 4.4271 | 642.9595 | 26.5347 | 1.13 | 0
1798 | 4.4161 | 566.3182 | 23.2774 | 1.3 | 0
1799 | 4.3526 | 491.2612 | 4.4909 | 1.47 | 0
1800 | 3.1452 | 300.3772 | 7.5647 | 1.64 | 0
1801 | 4.3543 | 309.941 | 5.0226 | 1.58 | 0
1802 | 4.3416 | 342.3184 | 1.2447 | 1.53 | 0
1803 | 4.3261 | 368.1688 | -3.3153 | 1.47 | 0
1804 | 4.3324 | 456.3221 | -1.4771 | 1.71 | 0
1805 | 4.3442 | 694.5408 | 2.0151 | 1.95 | 0
1806 | 4.3254 | 858.2355 | -3.5249 | 2.19 | 2.9757
1807 | 5.5492 | 861.5993 | -1.7444 | 2.67 | 39.0222
1808 | 4.3432 | 762.155 | 1.7147 | 3.15 | 99.8427
1809 | 4.3536 | 690.1796 | 4.7947 | 3.63 | 136.089
1810 | 4.3479 | 609.72 | 3.1247 | 4.39 | 195.9887
1811 | 4.3459 | 567.1116 | 2.5289 | 5.14 | 225.5018
1812 | 4.3461 | 534.3036 | 2.581 | 5.9 | 217.5396
1813 | 4.3535 | 509.7186 | 4.7747 | 6.38 | 195.2707
1814 | 4.3535 | 470.5429 | 4.7847 | 6.87 | 165.1891
1815 | 3.1364 | 467.4815 | 4.9647 | 7.35 | 101.7768
1816 | 4.3624 | 472.3144 | 7.3887 | 5.91 | 50.4054
1817 | 4.3885 | 481.2801 | 15.1286 | 4.47 | 11.8206
1818 | 4.4585 | 530.8888 | 35.8086 | 3.03 | 0
1819 | 5.6968 | 578.3301 | 41.8786 | 2.85 | 0
1820 | 4.4345 | 558.7554 | 28.7143 | 2.67 | 0
1821 | 4.4164 | 534.7522 | 23.359 | 2.49 | 0
1822 | 4.3723 | 438.292 | 10.3406 | 2.33 | 0
1823 | 4.3475 | 337.4625 | 2.991 | 2.18 | 0
1824 | 4.3482 | 300.0932 | 3.1915 | 2.02 | 0
1825 | 3.1217 | 248.5555 | 0.62145 | 0.94 | 0
1826 | 186.2438 | 273.1935 | -3.2585 | -0.13 | 0
1827 | 98.5376 | 259.612 | 2.0015 | -1.21 | 0
1828 | 137.9344 | 330.8424 | 6.9553 | -1.18 | 0
1829 | 133.5669 | 447.347 | 14.388 | -1.16 | 0
1830 | 166.599 | 501.4031 | 30.1734 | -1.13 | 1.726
1831 | 3.2259 | 499.379 | 31.4314 | 1.79 | 19.9438
1832 | 5.5806 | 499.7813 | 7.5303 | 4.7 | 66.7228
1833 | 4.417 | 472.4762 | 23.5468 | 7.62 | 110.0185
1834 | 4.4027 | 467.3648 | 19.3024 | 8.41 | 166.5492
1835 | 3.1829 | 380.0568 | 18.707 | 9.2 | 171.2266
1836 | 5.6104 | 383.207 | 16.3233 | 10 | 182.4636
1837 | 3.2265 | 360.4172 | 31.5978 | 10.44 | 173.8549
1838 | 5.6219 | 368.3962 | 19.7443 | 10.88 | 129.2752
1839 | 3.1954 | 344.3333 | 22.4122 | 11.32 | 88.0998
1840 | 5.6105 | 354.3962 | 16.3664 | 9.35 | 38.5065
1841 | 3.1984 | 332.5401 | 23.2999 | 7.38 | 7.4756
1842 | 4.4542 | 336.2136 | 34.5475 | 5.42 | 0
1843 | 4.5137 | 373.6496 | 52.1279 | 4.39 | 0
1844 | 5.6363 | 381.0275 | 24.004 | 3.36 | 0
1845 | 4.377 | 366.0389 | 11.7289 | 2.33 | 0
1846 | 4.4062 | 316.9005 | 20.3517 | 1.8 | 0
1847 | 4.3928 | 239.5393 | 16.3773 | 1.28 | 0
1848 | 3.166 | 148.917 | 13.7241 | 0.75 | 0
1849 | 4.3834 | 152.1404 | 13.6018 | 0.5 | 0
1850 | 4.3792 | 161.586 | 12.3559 | 0.26 | 0
1851 | 4.3807 | 186.88 | 12.7986 | 0.01 | 0
1852 | 4.3857 | 285.2377 | 14.2834 | 0.27 | 0
1853 | 5.6096 | 391.873 | 16.1117 | 0.52 | 0
1854 | 3.1879 | 348.2293 | 20.1875 | 0.78 | 6.2998
1855 | 5.6767 | 370.5981 | 35.9375 | 3.71 | 73.9599
1856 | 4.4177 | 320.8501 | 23.7439 | 6.65 | 171.5224
1857 | 4.4071 | 276.6794 | 20.6115 | 9.58 | 245.03
1858 | 4.4058 | 265.5989 | 20.222 | 10.42 | 230.453
1859 | 4.4028 | 243.6034 | 19.3377 | 11.25 | 259.5364
1860 | 4.4001 | 241.6991 | 18.5389 | 12.09 | 258.2151
1861 | 4.4025 | 223.7669 | 19.2424 | 12.32 | 248.6659
1862 | 4.3989 | 221.5926 | 18.1974 | 12.55 | 173.4718
1863 | 3.1682 | 214.4259 | 14.3625 | 12.78 | 117.8189
1864 | 4.4123 | 232.7179 | 22.1575 | 11.23 | 53.1008
1865 | 4.4264 | 238.8805 | 26.3175 | 9.67 | 10.5567
1866 | 4.466 | 259.6617 | 38.0275 | 8.12 | 0
1867 | 4.3427 | 269.7379 | 1.5888 | 7.49 | 0
1868 | 5.6615 | 271.8822 | 31.4375 | 6.86 | 0
1869 | 4.4236 | 269.9926 | 25.4975 | 6.24 | 0
1870 | 4.3921 | 223.6618 | 16.1765 | 5.91 | 0
1871 | 3.1543 | 177.0756 | 10.2704 | 5.58 | 0
1872 | 4.4026 | 248.1929 | 19.279 | 5.25 | 0
1873 | 4.3992 | 255.3179 | 18.2952 | 4.87 | 0
1874 | 4.4 | 280.2328 | 18.5177 | 4.48 | 0
1875 | 4.4006 | 301.8295 | 18.6865 | 4.1 | 0
1876 | 4.4153 | 377.4788 | 23.0516 | 3.97 | 0
1877 | 4.4058 | 574.7729 | 20.223 | 3.85 | 0
1878 | 5.6513 | 707.5585 | 28.4175 | 3.72 | 13.6323
1879 | 4.4647 | 706.9112 | 37.6575 | 5.05 | 149.0373
1880 | 4.4826 | 627.3764 | 42.9333 | 6.39 | 383.9547
1881 | 4.448 | 569.0354 | 32.71 | 7.72 | 566.4504
1882 | 4.4307 | 504.6526 | 27.5917 | 8.06 | 568.3966
1883 | 4.4342 | 469.8846 | 28.6305 | 8.39 | 564.513
1884 | 4.4217 | 443.6193 | 24.9417 | 8.73 | 410.49
1885 | 4.4294 | 423.6088 | 27.221 | 8.8 | 213.8363
1886 | 4.4253 | 392.0633 | 26.0106 | 8.88 | 149.2626
1887 | 3.2259 | 389.8469 | 31.442 | 8.95 | 113.2524
1888 | 4.4466 | 394.284 | 32.3052 | 8.14 | 72.0681
1889 | 4.4605 | 402.5508 | 36.4175 | 7.33 | 17.7531
1890 | 4.5098 | 443.3921 | 50.9875 | 6.52 | 0
1891 | 5.8224 | 482.5971 | 78.9975 | 6.24 | 0
1892 | 4.4542 | 468.0569 | 34.5386 | 5.96 | 0
1893 | 4.4213 | 447.9649 | 24.8048 | 5.69 | 0
1894 | 4.4296 | 367.307 | 27.278 | 5.65 | 0
1895 | 3.195 | 281.4418 | 22.2813 | 5.62 | 0
1896 | 4.4224 | 309.1881 | 25.1526 | 5.59 | 0
1897 | 4.4158 | 319.1792 | 23.1976 | 5.28 | 0
1898 | 4.4103 | 352.8531 | 21.5777 | 4.98 | 0
1899 | 4.4112 | 379.4169 | 21.834 | 4.67 | 0
1900 | 4.4083 | 469.6257 | 20.9642 | 4.73 | 0
1901 | 4.4304 | 714.7451 | 27.5163 | 4.78 | 0
1902 | 4.4501 | 883.7076 | 33.3372 | 4.84 | 24.6639
1903 | 5.7245 | 887.8168 | 50.078 | 6.16 | 163.3598
1904 | 4.5527 | 784.9585 | 63.6567 | 7.48 | 355.8743
1905 | 4.4996 | 710.6586 | 47.9509 | 8.8 | 490.9252
1906 | 4.465 | 627.4429 | 37.7289 | 9.76 | 513.0991
1907 | 4.4396 | 583.5019 | 30.2107 | 10.71 | 533.1772
1908 | 4.423 | 549.5726 | 25.3147 | 11.67 | 642.3077
1909 | 4.4304 | 524.2091 | 27.516 | 11.93 | 662.8824
1910 | 4.4264 | 483.7288 | 26.3279 | 12.2 | 637.1129
1911 | 3.2147 | 480.5185 | 28.1206 | 12.46 | 470.1155
1912 | 4.4463 | 485.4094 | 32.2092 | 10.7 | 232.8162
1913 | 4.4575 | 494.476 | 35.5275 | 8.94 | 42.9339
1914 | 4.5317 | 545.5681 | 57.4575 | 7.18 | 0
1915 | 5.8484 | 594.3999 | 86.7018 | 6.38 | 0
1916 | 4.4989 | 573.9427 | 47.7575 | 5.58 | 0
1917 | 4.4425 | 549.2842 | 31.0775 | 4.78 | 0
1918 | 4.4077 | 450.175 | 20.7977 | 4.47 | 0
1919 | 4.4127 | 346.8695 | 22.2617 | 4.17 | 0
1920 | 3.1929 | 228.754 | 21.6887 | 3.87 | 0
1921 | 4.4101 | 234.9496 | 21.4909 | 3.71 | 0
1922 | 4.4038 | 257.0349 | 19.6415 | 3.56 | 0
1923 | 4.4038 | 277.0535 | 19.6379 | 3.4 | 0
1924 | 4.4121 | 348.121 | 22.0857 | 3.55 | 0
1925 | 4.4275 | 530.1831 | 26.6361 | 3.7 | 0
1926 | 5.6515 | 651.388 | 28.4875 | 3.85 | 29.7025
1927 | 4.4665 | 649.1537 | 38.1843 | 5.27 | 192.9805
1928 | 4.4274 | 577.1067 | 26.6046 | 6.69 | 433.3474
1929 | 4.3989 | 523.8752 | 18.179 | 8.11 | 633.1799
1930 | 4.4621 | 465.5378 | 36.8719 | 8.77 | 796.974
1931 | 4.4469 | 433.7023 | 32.3958 | 9.42 | 881.6887
1932 | 4.4242 | 409.897 | 25.6748 | 10.08 | 870.931
1933 | 4.4225 | 391.5987 | 25.1748 | 10.32 | 795.5127
1934 | 4.4224 | 362.9177 | 25.1333 | 10.57 | 665.6999
1935 | 3.2124 | 361.0246 | 27.4438 | 10.81 | 473.2689
1936 | 4.4486 | 365.3263 | 32.8714 | 9.64 | 237.062
1937 | 4.4977 | 373.3561 | 47.407 | 8.47 | 44.5286
1938 | 4.5038 | 410.9274 | 49.218 | 7.31 | 0
1939 | 5.709 | 447.0645 | 45.4764 | 6.83 | 0
1940 | 4.4517 | 434.4439 | 33.7875 | 6.35 | 0
1941 | 4.4188 | 415.8019 | 24.0878 | 5.87 | 0
1942 | 4.4361 | 341.0045 | 29.1883 | 5.77 | 0
1943 | 4.4145 | 260.6444 | 22.792 | 5.68 | 0
1944 | 3.1975 | 197.0118 | 23.0464 | 5.58 | 0
1945 | 4.3915 | 201.8797 | 16.015 | 5.38 | 0
1946 | 4.3645 | 219.7942 | 8.032 | 5.18 | 0
1947 | 4.3651 | 237.1779 | 8.2035 | 4.98 | 0
1948 | 4.3605 | 300.0761 | 6.829 | 5.18 | 0
1949 | 4.3532 | 457.1525 | 4.68 | 5.39 | 0
1950 | 5.5692 | 560.0516 | 4.1583 | 5.59 | 30.7174
1951 | 4.3547 | 556.0643 | 5.1283 | 6.24 | 192.6626
1952 | 4.4074 | 495.5999 | 20.7139 | 6.89 | 358.8623
1953 | 4.4121 | 450.4352 | 22.0883 | 7.54 | 520.5281
1954 | 4.4118 | 401.4562 | 22.0083 | 7.98 | 686.6406
1955 | 4.4214 | 374.302 | 24.8483 | 8.41 | 843.524
1956 | 4.4118 | 354.3074 | 22.0083 | 8.85 | 783.4548
1957 | 4.3965 | 338.7309 | 17.4714 | 9.02 | 702.6108
1958 | 4.3547 | 314.5259 | 5.1383 | 9.2 | 624.2205
1959 | 3.1546 | 313.0839 | 10.3446 | 9.38 | 451.1343
1960 | 4.364 | 317.0559 | 7.8847 | 8.04 | 231.2055
1961 | 4.4029 | 324.4885 | 19.369 | 6.7 | 51.9128
1962 | 4.4624 | 356.7566 | 36.979 | 5.37 | 0
1963 | 5.6794 | 387.8828 | 36.7361 | 4.53 | 0
1964 | 4.4206 | 377.997 | 24.6015 | 3.69 | 0
1965 | 4.407 | 361.786 | 20.5883 | 2.85 | 0
1966 | 4.4128 | 296.7922 | 22.3072 | 2.61 | 0
1967 | 4.3782 | 226.0461 | 12.081 | 2.37 | 0
1968 | 3.2298 | 168.3422 | 32.5779 | 2.13 | 0
1969 | 4.3586 | 172.0709 | 6.2884 | 2.07 | 0
1970 | 4.3637 | 186.3597 | 7.7728 | 2.02 | 0
1971 | 4.3585 | 201.3453 | 6.2406 | 1.96 | 0
1972 | 4.3568 | 256.6483 | 5.7551 | 2.21 | 0
1973 | 4.3559 | 391.1222 | 5.4957 | 2.46 | 0
1974 | 5.5759 | 477.6777 | 6.1284 | 2.71 | 33.0672
1975 | 4.3392 | 472.3712 | 0.55615 | 4.11 | 198.6907
1976 | 4.361 | 422.1653 | 6.9983 | 5.52 | 435.3566
1977 | 4.3486 | 384.1996 | 3.3242 | 6.92 | 632.9409
1978 | 4.2966 | 343.5113 | -12.0432 | 7.31 | 804.652
1979 | 4.1802 | 320.5515 | -46.4641 | 7.69 | 889.4804
1980 | 4.1616 | 303.9338 | -51.9598 | 8.08 | 886.4518
1981 | 4.1232 | 290.7922 | -63.3069 | 8.31 | 816.8368
1982 | 3.9829 | 270.5664 | -104.7862 | 8.55 | 680.486
1983 | 3.0828 | 269.5079 | -10.8604 | 8.79 | 479.5147
1984 | 4.3405 | 273.1479 | 0.92565 | 7.76 | 242.886
1985 | 4.352 | 279.9748 | 4.3275 | 6.73 | 57.2956
1986 | 4.4323 | 307.4647 | 28.0812 | 5.71 | 0
1987 | 5.6787 | 334.0644 | 36.5157 | 5.18 | 0
1988 | 4.4361 | 326.5228 | 29.1904 | 4.65 | 0
1989 | 4.4529 | 312.5274 | 34.1546 | 4.13 | 0
1990 | 4.4797 | 256.4619 | 42.0871 | 4.17 | 0
1991 | 4.4226 | 194.596 | 25.2103 | 4.21 | 0
1992 | 4.422 | 181.1743 | 25.0216 | 4.25 | 0
1993 | 4.4185 | 170.9187 | 23.9938 | 4.28 | 0
1994 | 3.2144 | 146.466 | 28.0451 | 4.32 | 0
1995 | 4.4184 | 168.0689 | 23.9645 | 4.35 | 0
1996 | 4.4206 | 234.7329 | 24.6012 | 4.28 | 0
1997 | 4.4575 | 311.3697 | 35.5148 | 4.2 | 0
1998 | 5.7345 | 366.4492 | 53.0204 | 4.13 | 37.0433
1999 | 4.4916 | 343.7935 | 45.589 | 4.61 | 212.5904
2000 | 4.4515 | 327.1852 | 33.7366 | 5.1 | 449.7666
2001 | 3.2034 | 298.6738 | 24.7892 | 5.58 | 654.0503
2002 | 5.6379 | 318.1353 | 24.4642 | 6.09 | 804.9778
2003 | 3.1897 | 257.1026 | 20.7342 | 6.6 | 860.6795
2004 | 5.6231 | 257.1318 | 20.0942 | 7.12 | 826.7695
2005 | 3.1876 | 248.6571 | 20.1142 | 7.24 | 744.7487
2006 | 5.6305 | 265.2265 | 22.2884 | 7.37 | 594.2669
2007 | 4.4278 | 251.1073 | 26.7219 | 7.49 | 434.6958
2008 | 4.4346 | 244.6017 | 28.7517 | 6.76 | 227.6607
2009 | 4.4242 | 232.3282 | 25.6786 | 6.02 | 56.5168
2010 | 3.29 | 212.6554 | 50.3815 | 5.29 | 0
2011 | 4.5027 | 244.3968 | 48.8833 | 4.67 | 0
2012 | 4.4839 | 248.5757 | 43.3186 | 4.06 | 0
2013 | 5.7089 | 248.6342 | 45.4491 | 3.45 | 0
2014 | 4.464 | 212.0933 | 37.4412 | 2.97 | 0
2015 | 4.4327 | 156.3704 | 28.171 | 2.5 | 0
2016 | 3.2197 | 112.2673 | 29.5984 | 2.02 | 0
2017 | 4.4318 | 116.1542 | 27.932 | 1.83 | 0
2018 | 4.4451 | 141.9505 | 31.8377 | 1.64 | 0
2019 | 4.446 | 142.4789 | 32.1265 | 1.45 | 0
2020 | 4.4472 | 214.8825 | 32.4844 | 1.8 | 0
2021 | 4.4393 | 295.6012 | 30.1406 | 2.16 | 0
2022 | 5.74 | 297.3513 | 54.6444 | 2.51 | 22.0731
2023 | 4.4996 | 293.3713 | 47.9535 | 4.68 | 115.6544
2024 | 4.4886 | 225.8992 | 44.724 | 6.86 | 259.2095
2025 | 4.4318 | 200.6886 | 27.9207 | 9.03 | 422.2256
2026 | 4.4316 | 191.477 | 27.8726 | 9.15 | 402.8076
2027 | 4.4284 | 172.8459 | 26.9226 | 9.27 | 453.0734
2028 | 4.4268 | 172.2984 | 26.4426 | 9.39 | 454.6447
2029 | 4.4269 | 161.2777 | 26.4696 | 9.56 | 441.2484
2030 | 4.4273 | 151.7285 | 26.6025 | 9.74 | 314.4799
2031 | 3.221 | 144.6733 | 29.9958 | 9.92 | 165.1061
2032 | 4.4766 | 147.7614 | 41.1613 | 9.08 | 70.9896
2033 | 4.4801 | 167.1737 | 42.2071 | 8.23 | 13.3235
2034 | 4.447 | 186.2675 | 32.4215 | 7.39 | 0
2035 | 4.5017 | 187.8894 | 48.5815 | 6.99 | 0
2036 | 4.4423 | 216.8173 | 31.0115 | 6.59 | 0
2037 | 5.6567 | 223.9603 | 30.0215 | 6.2 | 0
2038 | 4.4356 | 178.2502 | 29.0415 | 6.17 | 0
2039 | 3.1933 | 138.6759 | 21.8049 | 6.14 | 0
2040 | 4.4338 | 217.9654 | 28.5072 | 6.11 | 0
2041 | 4.4381 | 223.7428 | 29.7928 | 5.91 | 0
2042 | 4.4372 | 244.4886 | 29.5023 | 5.72 | 0
2043 | 4.4346 | 263.6016 | 28.7556 | 5.52 | 0
2044 | 4.4404 | 331.773 | 30.4603 | 5.59 | 0
2045 | 4.4594 | 505.3233 | 36.0744 | 5.66 | 0
2046 | 5.7105 | 620.4115 | 45.9244 | 5.73 | 13.7163
2047 | 4.4632 | 617.7271 | 37.2015 | 6.09 | 67.7551
2048 | 4.4496 | 549.5048 | 33.1761 | 6.44 | 222.17
2049 | 4.4228 | 498.967 | 25.2456 | 6.8 | 388.6473
2050 | 4.4614 | 443.7211 | 36.6554 | 7.54 | 500.3417
2051 | 4.4219 | 413.4581 | 24.9836 | 8.28 | 458.6541
2052 | 4.4206 | 390.9121 | 24.6196 | 9.03 | 466.3856
2053 | 4.4404 | 373.526 | 30.4465 | 9.41 | 419.5162
2054 | 4.4487 | 346.3313 | 32.9069 | 9.8 | 315.2908
2055 | 3.2387 | 344.5782 | 35.2059 | 10.19 | 162.6563
2056 | 4.4705 | 348.7489 | 39.3492 | 9.01 | 72.3312
2057 | 4.4831 | 356.5392 | 43.0856 | 7.83 | 27.0343
2058 | 4.5041 | 392.3144 | 49.3015 | 6.65 | 0
2059 | 5.871 | 426.7482 | 93.3715 | 5.65 | 0
2060 | 4.478 | 414.9876 | 41.5815 | 4.65 | 0
2061 | 4.4341 | 397.1829 | 28.5907 | 3.65 | 0
2062 | 4.4333 | 325.7581 | 28.3595 | 3.02 | 0
2063 | 4.4457 | 248.7742 | 32.0241 | 2.4 | 0
2064 | 3.2189 | 181.5019 | 29.3503 | 1.78 | 0
2065 | 4.4347 | 185.724 | 28.7847 | 1.61 | 0
2066 | 4.4304 | 201.6073 | 27.5055 | 1.44 | 0
2067 | 4.4249 | 217.7026 | 25.8865 | 1.27 | 0
2068 | 4.4441 | 276.5986 | 31.55 | 1.8 | 0
2069 | 4.4439 | 421.4649 | 31.5076 | 2.33 | 0
2070 | 5.6721 | 515.4285 | 34.5742 | 2.86 | 31.2377
2071 | 4.4584 | 510.5975 | 35.7815 | 5.66 | 113.9238
2072 | 4.439 | 455.7827 | 30.0569 | 8.47 | 272.0319
2073 | 4.417 | 414.5555 | 23.5374 | 11.27 | 383.5908
2074 | 4.3895 | 370.1413 | 15.4159 | 12.24 | 656.4788
2075 | 4.3841 | 345.2729 | 13.82 | 13.21 | 595.8445
2076 | 4.3837 | 327.1371 | 13.6883 | 14.19 | 464.3394
2077 | 4.3843 | 312.8894 | 13.8655 | 14.49 | 356.0071
2078 | 4.3925 | 290.8684 | 16.307 | 14.8 | 387.9952
2079 | 3.2205 | 289.6457 | 29.8315 | 15.1 | 259.2046
2080 | 4.4493 | 293.455 | 33.0815 | 13.77 | 122.8743
2081 | 4.4526 | 300.5925 | 34.0815 | 12.44 | 44.1477
2082 | 4.6007 | 330.27 | 77.8608 | 11.11 | 0
2083 | 5.8877 | 358.9476 | 98.3026 | 9.74 | 0
2084 | 4.5201 | 350.392 | 54.0315 | 8.37 | 0
2085 | 4.5201 | 335.3698 | 54.012 | 7 | 0
2086 | 4.47 | 275.1698 | 39.2039 | 6.49 | 0
2087 | 4.507 | 209.1309 | 50.1393 | 5.98 | 0
2088 | 3.2491 | 108.6443 | 38.3024 | 5.47 | 0
2089 | 5.6814 | 111.0786 | 37.3119 | 5.29 | 0
2090 | 3.2464 | 108.189 | 37.4853 | 5.12 | 0
2091 | 4.4821 | 123.2253 | 42.8024 | 4.94 | 0
2092 | 4.4708 | 184.6528 | 39.4551 | 5.13 | 0
2093 | 4.4805 | 296.8491 | 42.319 | 5.31 | 0
2094 | 5.6895 | 338.0296 | 39.721 | 5.5 | 45.0858
2095 | 4.4634 | 333.8781 | 37.2748 | 7.75 | 208.6244
2096 | 4.4655 | 263.7189 | 37.8923 | 10 | 453.6429
2097 | 4.4698 | 238.7723 | 39.1501 | 12.25 | 626.1564
2098 | 4.469 | 223.5676 | 38.9079 | 13.16 | 743.1159
2099 | 3.2646 | 197.8887 | 42.8724 | 14.07 | 798.0587
2100 | 5.6887 | 198.9326 | 39.48 | 14.99 | 799.9413
2101 | 4.4645 | 177.2167 | 37.5823 | 15.19 | 710.9223
2102 | 4.4704 | 166.1238 | 39.3409 | 15.4 | 606.5847
2103 | 4.4971 | 162.5613 | 47.2292 | 15.61 | 466.86
2104 | 3.2903 | 154.4916 | 50.4701 | 14.37 | 259.533
2105 | 4.5313 | 163.7292 | 57.3333 | 13.12 | 66.0407
2106 | 4.5344 | 189.8337 | 58.2481 | 11.88 | 0
2107 | 4.5276 | 216.6655 | 56.2388 | 10.81 | 0
2108 | 5.7385 | 226.1258 | 54.2188 | 9.75 | 0
2109 | 4.5139 | 206.2805 | 52.1988 | 8.69 | 0
2110 | 4.5071 | 171.1806 | 50.1888 | 8.15 | 0
2111 | 3.2926 | 138.1682 | 51.1413 | 7.62 | 0
2112 | 4.4657 | 178.3569 | 37.9427 | 7.08 | 0
2113 | 4.4625 | 182.4828 | 37.0072 | 6.83 | 0
2114 | 4.48 | 198.0362 | 42.1633 | 6.57 | 0
2115 | 4.4806 | 213.8597 | 42.349 | 6.32 | 0
2116 | 4.4716 | 271.8188 | 39.693 | 6.58 | 0
2117 | 4.4659 | 414.1887 | 37.9981 | 6.85 | 0
2118 | 5.6936 | 506.4506 | 40.9271 | 7.11 | 57.3544
2119 | 4.4598 | 501.6014 | 36.189 | 8.69 | 240.3577
2120 | 4.463 | 447.8148 | 37.1478 | 10.26 | 475.1455
2121 | 4.4799 | 407.3355 | 42.1402 | 11.84 | 676.8793
2122 | 4.501 | 363.7533 | 48.3855 | 12 | 830.1823
2123 | 4.5025 | 339.3288 | 48.8094 | 12.16 | 909.361
2124 | 4.4965 | 321.5324 | 47.0334 | 12.32 | 892.3127
2125 | 4.4896 | 307.5405 | 45.0173 | 12.86 | 791.1561
2126 | 4.4928 | 285.9256 | 45.9575 | 13.41 | 598.2961
2127 | 3.2536 | 284.7335 | 39.6309 | 13.96 | 447.2053
2128 | 4.5102 | 288.4899 | 51.0901 | 12.41 | 226.7632
2129 | 4.5201 | 295.5294 | 54.0129 | 10.86 | 59.019
2130 | 4.5191 | 324.6882 | 53.7288 | 9.32 | 0
2131 | 5.741 | 352.8691 | 54.9388 | 8.46 | 0
2132 | 4.5007 | 344.5103 | 48.2954 | 7.6 | 0
2133 | 4.5179 | 329.7407 | 53.3686 | 6.75 | 0
2134 | 4.5088 | 270.5554 | 50.6673 | 6.44 | 0
2135 | 3.2657 | 205.5848 | 43.1938 | 6.14 | 0
2136 | 4.458 | 396.7806 | 35.666 | 5.84 | 0
2137 | 4.4532 | 427.6738 | 34.2485 | 6.1 | 0
2138 | 4.4544 | 440.7309 | 34.5904 | 6.36 | 0
2139 | 4.4556 | 458.7321 | 34.9425 | 6.62 | 0
2140 | 4.4521 | 544.2276 | 33.9095 | 6.74 | 0
2141 | 4.4107 | 719.2998 | 21.6886 | 6.86 | 0
2142 | 4.3793 | 830.3203 | 12.4058 | 6.98 | 37.0608
2143 | 4.3939 | 923.83 | 16.7138 | 9.59 | 161.8723
2144 | 5.6646 | 934.5483 | 32.3516 | 12.19 | 279.6342
2145 | 4.4376 | 849.3143 | 29.6295 | 14.8 | 569.8731
2146 | 4.461 | 785.1843 | 36.5638 | 15.66 | 726.0146
2147 | 4.486 | 746.2394 | 43.9274 | 16.51 | 666.5754
2148 | 4.4859 | 709.2515 | 43.8974 | 17.37 | 616.5906
2149 | 4.4578 | 673.1335 | 35.6074 | 17.81 | 537.5154
2150 | 3.224 | 662.4719 | 30.8574 | 18.26 | 510.9042
2151 | 4.4057 | 663.8841 | 20.1974 | 18.7 | 279.5281
2152 | 4.3924 | 686.4545 | 16.2574 | 16.86 | 156.3073
2153 | 5.6113 | 718.1635 | 16.6111 | 15.02 | 47.2325
2154 | 4.4478 | 712.4483 | 32.6462 | 13.19 | 0
2155 | 4.5138 | 696.4534 | 52.1743 | 11.94 | 0
2156 | 4.4755 | 643.6899 | 40.8312 | 10.7 | 0
2157 | 4.4866 | 587.9959 | 44.1247 | 9.46 | 0
2158 | 4.4676 | 517.0758 | 38.4951 | 8.65 | 0
2159 | 4.4431 | 445.9437 | 31.2717 | 7.85 | 0
2160 | 3.2216 | 409.2516 | 30.1674 | 7.04 | 0
2161 | 5.6271 | 454.9297 | 21.2774 | 7.29 | 0
2162 | 3.1734 | 423.3961 | 15.8974 | 7.55 | 0
2163 | 4.3982 | 449.2663 | 17.9874 | 7.8 | 0
2164 | 4.3937 | 535.1389 | 16.6474 | 8.12 | 0
2165 | 4.4064 | 680.4868 | 20.4174 | 8.44 | 0
2166 | 4.3912 | 773.0366 | 15.9274 | 8.76 | 9.7979
2167 | 4.4293 | 846.0366 | 27.1674 | 10.99 | 53.5249
2168 | 5.6594 | 867.9643 | 30.8174 | 13.23 | 177.4827
2169 | 4.4187 | 821.0518 | 24.0497 | 15.46 | 281.9058
2170 | 4.3786 | 744.3283 | 12.1998 | 16.9 | 349.7479
2171 | 4.371 | 691.7525 | 9.9549 | 18.34 | 387.4518
2172 | 4.3609 | 677.8271 | 6.968 | 19.78 | 380.1649
2173 | 4.1735 | 627.7201 | -48.451 | 20.45 | 372.686
2174 | 3.1281 | 611.2367 | 2.5261 | 21.13 | 312.8215
2175 | 4.3721 | 615.2981 | 10.2561 | 21.8 | 276.0342
2176 | 5.578 | 627.4322 | 6.7676 | 20.07 | 201.8841
2177 | 4.4144 | 625.8302 | 22.7701 | 18.33 | 50.1413
2178 | 4.4925 | 624.696 | 45.8502 | 16.6 | 0
2179 | 4.5075 | 616.6139 | 50.3092 | 16.15 | 0
2180 | 4.4751 | 611.3682 | 40.7112 | 15.7 | 0
2181 | 4.515 | 579.0774 | 52.5116 | 15.26 | 0
2182 | 4.4779 | 500.4514 | 41.5417 | 15.01 | 0
2183 | 3.2358 | 417.6342 | 34.3572 | 14.77 | 0
2184 | 4.4557 | 689.1027 | 34.9808 | 14.53 | 0
2185 | 5.6564 | 831.3778 | 29.9287 | 14.91 | 0
2186 | 3.2229 | 796.5739 | 30.5554 | 15.29 | 0
2187 | 4.4374 | 843.8206 | 29.5712 | 15.67 | 0
2188 | 4.4573 | 1068.2455 | 35.4613 | 15.48 | 0
2189 | 5.7062 | 1458.2105 | 44.6572 | 15.29 | 0
2190 | 3.3722 | 1188.4188 | 74.6732 | 15.09 | 48.9257
2191 | 5.8882 | 1242.8697 | 98.4702 | 15.75 | 193.7376
2192 | 4.7176 | 1137.0004 | 112.4002 | 16.41 | 458.3832
2193 | 4.5764 | 1118.9473 | 70.6608 | 17.06 | 661.6463
2194 | 4.5036 | 996.065 | 49.158 | 16.3 | 836.1943
2195 | 4.4944 | 981.7129 | 46.4231 | 15.53 | 844.4231
2196 | 4.4414 | 978.9077 | 30.7565 | 14.76 | 769.4206
2197 | 4.4364 | 892.1959 | 29.2702 | 13.76 | 674.6198
2198 | 3.2172 | 877.21 | 28.8702 | 12.75 | 616.4936
2199 | 4.4362 | 885.7887 | 29.2296 | 11.75 | 467.4046
2200 | 4.4488 | 920.5472 | 32.9582 | 10.6 | 267.7227
2201 | 4.4706 | 942.8175 | 39.3855 | 9.45 | 80.2289
2202 | 4.55 | 1006.5343 | 62.8513 | 8.3 | 0
2203 | 4.5115 | 1036.1077 | 51.4894 | 7.99 | 0
2204 | 5.7459 | 1090.2778 | 56.3906 | 7.68 | 0
2205 | 4.5048 | 1084.2155 | 49.5076 | 7.37 | 0
2206 | 4.4688 | 926.5934 | 38.8476 | 7.28 | 0
2207 | 4.4736 | 806.4548 | 40.2645 | 7.18 | 0
2208 | 3.2293 | 282.8279 | 32.4355 | 7.08 | 0
2209 | 4.4511 | 291.5929 | 33.6309 | 6.15 | 0
2210 | 4.451 | 321.5111 | 33.5804 | 5.23 | 0
2211 | 4.4512 | 345.9245 | 33.6438 | 4.3 | 0
2212 | 4.4611 | 429.7956 | 36.5814 | 4.67 | 0
2213 | 4.4771 | 654.239 | 41.303 | 5.05 | 0
2214 | 4.5005 | 807.6069 | 48.2297 | 5.42 | 67.4753
2215 | 5.7567 | 809.7158 | 59.5797 | 6.99 | 264.2399
2216 | 4.3184 | 716.8947 | -5.5926 | 8.56 | 492.9713
2217 | 4.4926 | 649.4735 | 45.8961 | 10.12 | 692.118
2218 | 4.4669 | 574.3628 | 38.2978 | 11.31 | 838.9631
2219 | 4.4133 | 534.3791 | 22.454 | 12.5 | 917.9011
2220 | 4.4339 | 503.7483 | 28.5528 | 13.69 | 919.5389
2221 | 4.4439 | 480.6933 | 31.4999 | 14.34 | 839.6982
2222 | 4.4423 | 444.061 | 31.0173 | 14.99 | 699.1582
2223 | 3.2262 | 441.2752 | 31.5104 | 15.64 | 501.3309
2224 | 4.4435 | 445.9628 | 31.3919 | 14.23 | 265.887
2225 | 4.4221 | 454.6699 | 25.0507 | 12.81 | 81.9911
2226 | 4.4792 | 501.3343 | 41.9174 | 11.4 | 0
2227 | 5.7294 | 546.0056 | 51.5197 | 10.52 | 0
2228 | 4.4866 | 528.0791 | 44.122 | 9.64 | 0
2229 | 4.4755 | 505.3983 | 40.8474 | 8.76 | 0
2230 | 4.4498 | 414.2786 | 33.2328 | 8.43 | 0
2231 | 4.4184 | 318.5515 | 23.9479 | 8.09 | 0
2232 | 3.2404 | 210.5965 | 35.7053 | 7.75 | 0
2233 | 4.4544 | 215.9996 | 34.5946 | 7.64 | 0
2234 | 4.4564 | 235.621 | 35.1769 | 7.52 | 0
2235 | 4.4615 | 254.1425 | 36.6953 | 7.41 | 0
2236 | 4.4617 | 320.6563 | 36.7547 | 7.75 | 0
2237 | 4.4576 | 488.4455 | 35.5597 | 8.1 | 0
2238 | 5.7192 | 599.074 | 48.4897 | 8.44 | 50.2809
2239 | 4.5441 | 595.6914 | 61.1297 | 11.01 | 160.8878
2240 | 4.3459 | 530.3818 | 2.5161 | 13.58 | 369.9074
2241 | 4.5566 | 481.8127 | 64.8007 | 16.15 | 433.7214
2242 | 4.5136 | 428.9177 | 52.0875 | 17.84 | 556.7456
2243 | 4.4856 | 399.7787 | 43.8163 | 19.53 | 344.9968
2244 | 4.5073 | 378.189 | 50.2507 | 21.21 | 133.8744
2245 | 4.4859 | 361.4605 | 43.9126 | 21.62 | 148.9631
2246 | 4.4691 | 335.375 | 38.9344 | 22.04 | 152.9388
2247 | 3.2476 | 333.7532 | 37.8316 | 22.45 | 102.3078
2248 | 4.478 | 337.8852 | 41.5845 | 20.35 | 53.2796
2249 | 4.5046 | 345.6098 | 49.4307 | 18.24 | 21.0713
2250 | 4.5186 | 380.1412 | 53.586 | 16.14 | 0
2251 | 5.7755 | 413.4122 | 65.1497 | 14.97 | 0
2252 | 4.5791 | 402.4253 | 71.4628 | 13.81 | 0
2253 | 4.4871 | 385.1629 | 44.2524 | 12.64 | 0
2254 | 4.5116 | 315.9329 | 51.5162 | 12.18 | 0
2255 | 4.4831 | 240.9639 | 43.0739 | 11.71 | 0
2256 | 3.257 | 104.9615 | 40.6178 | 11.24 | 0
2257 | 5.6763 | 107.2845 | 35.8237 | 10.84 | 0
2258 | 3.2383 | 104.4637 | 35.0977 | 10.43 | 0
2259 | 4.4565 | 118.9297 | 35.2114 | 10.03 | 0
2260 | 4.4626 | 178.3632 | 37.035 | 10.31 | 0
2261 | 4.4793 | 286.5454 | 41.9504 | 10.6 | 0
2262 | 5.7304 | 326.2058 | 51.8197 | 10.88 | 56.3209
2263 | 4.5753 | 322.0983 | 70.3497 | 13.55 | 196.435
2264 | 4.6398 | 254.6892 | 89.4197 | 16.21 | 427.848
2265 | 4.6064 | 230.7569 | 79.5197 | 18.87 | 605.4611
2266 | 4.5943 | 216.0597 | 75.9697 | 20.22 | 592.0011
2267 | 3.3912 | 191.3767 | 80.2997 | 21.57 | 503.0357
2268 | 5.7458 | 192.3641 | 56.3653 | 22.91 | 428.2405
2269 | 4.4932 | 171.4023 | 46.075 | 23 | 559.9885
2270 | 4.4828 | 160.7581 | 42.995 | 23.09 | 386.6174
2271 | 4.4829 | 157.2681 | 43.0342 | 23.18 | 307.1908
2272 | 3.2632 | 149.5645 | 42.4557 | 21.6 | 177.6976
2273 | 4.4887 | 158.4895 | 44.7397 | 20.01 | 71.3099
2274 | 4.5454 | 183.6295 | 61.4897 | 18.43 | 0
2275 | 4.542 | 209.4496 | 60.4897 | 16.33 | 0
2276 | 5.7176 | 218.6167 | 48.0161 | 14.23 | 0
2277 | 4.4857 | 199.5862 | 43.8451 | 12.13 | 0
2278 | 4.5162 | 165.6627 | 52.8595 | 11.66 | 0
2279 | 3.2622 | 133.5861 | 42.1533 | 11.19 | 0
2280 | 4.4709 | 202.8171 | 39.4792 | 10.71 | 0
2281 | 4.4606 | 207.924 | 36.4313 | 10.55 | 0
2282 | 4.4624 | 226.5922 | 36.9694 | 10.38 | 0
2283 | 4.4635 | 244.459 | 37.2894 | 10.22 | 0
2284 | 4.4669 | 308.865 | 38.3075 | 10.78 | 0
2285 | 4.4639 | 470.5134 | 37.394 | 11.34 | 0
2286 | 5.6734 | 576.7482 | 34.9662 | 11.89 | 28.0122
2287 | 4.4641 | 573.0646 | 37.4777 | 14.53 | 108.3485
2288 | 4.5265 | 510.4949 | 55.9225 | 17.17 | 222.3889
2289 | 4.522 | 463.8604 | 54.5756 | 19.8 | 523.8434
2290 | 4.4864 | 413.1802 | 44.0535 | 21.13 | 532.837
2291 | 4.5145 | 385.172 | 52.3576 | 22.46 | 549.5224
2292 | 4.4979 | 364.4846 | 47.4554 | 23.79 | 536.5189
2293 | 4.4691 | 348.4118 | 38.9572 | 24.04 | 470.3309
2294 | 4.463 | 323.3923 | 37.1396 | 24.29 | 342.5994
2295 | 3.2612 | 321.8694 | 41.8577 | 24.54 | 253.3277
2296 | 4.4809 | 325.9038 | 42.4189 | 22.17 | 167.6926
2297 | 4.4948 | 333.4499 | 46.5434 | 19.8 | 68.3368
2298 | 4.5238 | 366.6872 | 55.1029 | 17.43 | 0
2299 | 5.7653 | 398.7298 | 62.1177 | 15.98 | 0
2300 | 4.5458 | 388.3518 | 61.6077 | 14.52 | 0
2301 | 4.5177 | 371.695 | 53.3256 | 13.07 | 0
2302 | 4.5096 | 304.9035 | 50.9262 | 12.74 | 0
2303 | 3.27 | 232.3866 | 44.4744 | 12.4 | 0
2304 | 4.4805 | 375.6408 | 42.3225 | 12.06 | 0
2305 | 4.469 | 405.0012 | 38.9176 | 12.23 | 0
2306 | 4.4628 | 416.8729 | 37.0976 | 12.4 | 0
2307 | 4.4611 | 434.2378 | 36.5676 | 12.57 | 0
2308 | 4.461 | 516.1757 | 36.5576 | 12.99 | 0
2309 | 4.4589 | 683.6297 | 35.9376 | 13.42 | 0
2310 | 4.4766 | 787.4239 | 41.1691 | 13.84 | 58.5452
2311 | 4.4891 | 874.1841 | 44.8681 | 14.54 | 233.4185
2312 | 5.6909 | 883.8498 | 40.1238 | 15.24 | 469.3763
2313 | 4.486 | 803.6954 | 43.9529 | 15.93 | 628.7279
2314 | 4.4701 | 743.4709 | 39.2479 | 16.24 | 730.0765
2315 | 4.4616 | 706.7545 | 36.7381 | 16.55 | 813.0709
2316 | 4.4441 | 672.0647 | 31.5538 | 16.85 | 848.7067
2317 | 4.4478 | 638.2365 | 32.6519 | 16.69 | 826.759
2318 | 3.2289 | 628.2955 | 32.3282 | 16.53 | 708.1424
2319 | 4.4653 | 629.9152 | 37.8153 | 16.37 | 472.6468
2320 | 4.459 | 651.5406 | 35.9552 | 15.33 | 244.2726
2321 | 5.6988 | 681.6868 | 42.474 | 14.3 | 88.6023
2322 | 4.5571 | 676.8879 | 64.9589 | 13.26 | 0
2323 | 4.5509 | 662.3275 | 63.137 | 12.55 | 0
2324 | 4.5403 | 613.0294 | 59.9935 | 11.85 | 0
2325 | 4.5521 | 559.9893 | 63.4748 | 11.14 | 0
2326 | 4.5137 | 492.0455 | 52.1281 | 11.02 | 0
2327 | 3.2803 | 423.0962 | 47.5011 | 10.89 | 0
2328 | 4.4631 | 457.8448 | 37.1632 | 10.76 | 0
2329 | 5.6721 | 509.1288 | 34.5676 | 10.03 | 0
2330 | 3.2339 | 473.5385 | 33.7876 | 9.31 | 0
2331 | 4.4594 | 501.9666 | 36.0776 | 8.58 | 0
2332 | 4.4868 | 595.6474 | 44.1791 | 9.19 | 0
2333 | 4.5465 | 753.1544 | 61.8189 | 9.8 | 0
2334 | 4.5726 | 859.0282 | 69.5335 | 10.41 | 69.3446
2335 | 4.6708 | 944.0411 | 98.5735 | 12.29 | 222.7855
2336 | 5.884 | 970.0394 | 97.2235 | 14.17 | 499.6197
2337 | 4.5733 | 917.6275 | 69.7392 | 16.04 | 681.5734
2338 | 4.549 | 830.3198 | 62.5655 | 16.63 | 725.7087
2339 | 4.5319 | 770.7457 | 57.5076 | 17.22 | 723.7517
2340 | 4.542 | 755.187 | 60.4869 | 17.81 | 698.0324
2341 | 4.5296 | 697.8688 | 56.8276 | 17.42 | 641.1364
2342 | 3.3092 | 678.8977 | 56.0646 | 17.02 | 484.1122
2343 | 4.5313 | 682.8695 | 57.3248 | 16.63 | 360.4117
2344 | 5.7575 | 695.4883 | 59.811 | 15.65 | 255.2557
2345 | 4.5447 | 692.298 | 61.2842 | 14.68 | 86.5679
2346 | 4.6002 | 689.763 | 77.7052 | 13.7 | 0
2347 | 4.6653 | 679.6415 | 96.9535 | 13.18 | 0
2348 | 4.6302 | 673.8383 | 86.5789 | 12.66 | 0
2349 | 4.5781 | 639.2501 | 71.1738 | 12.14 | 0
2350 | 4.505 | 552.9729 | 49.5485 | 12.03 | 0
2351 | 3.2424 | 463.7454 | 36.2976 | 11.92 | 0
2352 | 4.4623 | 942.2968 | 36.9476 | 11.81 | 0
2353 | 5.6793 | 963.53 | 36.7185 | 11.14 | 0
2354 | 3.2347 | 942.1953 | 34.034 | 10.48 | 0
2355 | 4.4597 | 1086.1282 | 36.1798 | 9.81 | 0
2356 | 4.4667 | 1253.9292 | 38.2335 | 9.91 | 0
2357 | 5.6902 | 1611.2583 | 39.9288 | 10.01 | 0
2358 | 3.3489 | 1439.3645 | 67.7975 | 10.1 | 84.0335
2359 | 4.573 | 1480.8432 | 69.667 | 10.81 | 286.8254
2360 | 5.787 | 1499.2133 | 68.5381 | 11.52 | 518.3629
2361 | 4.5322 | 1381.6066 | 57.5984 | 12.22 | 716.1339
2362 | 4.567 | 1309.8745 | 67.8738 | 12.73 | 859.8608
2363 | 4.5959 | 1298.9539 | 76.4302 | 13.23 | 924.9377
2364 | 4.5845 | 1263.8607 | 73.057 | 13.73 | 919.7379
2365 | 4.5617 | 1171.2752 | 66.3234 | 12.07 | 837.7388
2366 | 3.3107 | 1163.9271 | 56.5131 | 10.4 | 708.044
2367 | 4.5472 | 1185.7432 | 62.0208 | 8.74 | 517.261
2368 | 4.5199 | 1227.1328 | 53.9496 | 8.5 | 292.7518
2369 | 4.5335 | 1244.692 | 57.9877 | 8.27 | 93.2614
2370 | 4.5448 | 1261.0603 | 61.3101 | 8.03 | 0
2371 | 5.7753 | 1294.608 | 65.0931 | 7.95 | 0
2372 | 3.3246 | 1225.4857 | 60.6076 | 7.88 | 0
2373 | 5.7336 | 1274.8828 | 52.7459 | 7.8 | 0
2374 | 4.4981 | 1093.6905 | 47.5291 | 7.94 | 0
2375 | 4.4497 | 1028.2813 | 33.2044 | 8.08 | 0
2376 | 3.2304 | 594.3001 | 32.7681 | 8.21 | 0
2377 | 4.4481 | 639.2144 | 32.7423 | 7.67 | 0
2378 | 4.4415 | 664.6497 | 30.7969 | 7.14 | 0
2379 | 4.4472 | 687.7367 | 32.4619 | 6.6 | 0
2380 | 4.4528 | 803.8206 | 34.1275 | 6.88 | 0
2381 | 4.5153 | 1045.5288 | 52.5894 | 7.16 | 0
2382 | 4.5191 | 1227.5552 | 53.7389 | 7.43 | 97.5743
2383 | 4.5794 | 1388.8282 | 71.5589 | 7.59 | 299.1189
2384 | 5.8153 | 1410.6615 | 76.8989 | 7.74 | 521.6535
2385 | 4.6447 | 1276.535 | 90.8589 | 7.89 | 719.8394
2386 | 4.5826 | 1174.614 | 72.4931 | 8.09 | 861.7186
2387 | 4.5493 | 1114.4391 | 62.6654 | 8.28 | 936.038
2388 | 4.5154 | 1055.1079 | 52.6378 | 8.47 | 932.3691
2389 | 4.5017 | 996.6233 | 48.582 | 8.55 | 856.4935
2390 | 4.5238 | 978.8227 | 55.1179 | 8.64 | 714.3556
2391 | 3.2859 | 977.5453 | 49.1562 | 8.72 | 517.7363
2392 | 4.4977 | 1008.2611 | 47.397 | 8.28 | 294.476
2393 | 5.7476 | 1054.2345 | 56.8989 | 7.83 | 95.1657
2394 | 4.5583 | 1038.3307 | 65.3289 | 7.39 | 0
2395 | 4.5818 | 1007.3847 | 72.2589 | 7.1 | 0
2396 | 4.5999 | 920.503 | 77.6189 | 6.81 | 0
2397 | 4.5739 | 840.8461 | 69.9389 | 6.52 | 0
2398 | 4.4778 | 744.2502 | 41.5064 | 6.49 | 0
2399 | 4.4855 | 656.9942 | 43.8081 | 6.46 | 0
2400 | 3.2566 | 408.4259 | 40.5061 | 6.43 | 0
2401 | 4.4635 | 440.1659 | 37.2775 | 6.29 | 0
2402 | 4.4462 | 453.8654 | 32.1656 | 6.14 | 0
2403 | 4.4406 | 472.224 | 30.5076 | 6 | 0
2404 | 4.4416 | 559.7008 | 30.8029 | 6.43 | 0
2405 | 4.5123 | 739.0065 | 51.7255 | 6.87 | 0
2406 | 4.5464 | 853.9794 | 61.8089 | 7.3 | 53.7548
2407 | 4.5917 | 951.1692 | 75.1789 | 8.23 | 188.7016
2408 | 5.8309 | 962.4569 | 81.5289 | 9.16 | 380.8439
2409 | 4.5709 | 874.4363 | 69.0498 | 10.09 | 512.377
2410 | 4.5417 | 808.1654 | 60.3985 | 10.46 | 619.3305
2411 | 4.5458 | 767.9963 | 61.6274 | 10.83 | 735.336
2412 | 4.5395 | 729.7494 | 59.7451 | 11.19 | 739.7332
2413 | 4.5157 | 692.378 | 52.731 | 11.46 | 700.4988
2414 | 3.2994 | 681.3227 | 53.1534 | 11.73 | 602.3194
2415 | 4.5096 | 682.6267 | 50.9058 | 12 | 414.9222
2416 | 4.5014 | 705.7233 | 48.4931 | 11.22 | 196.2851
2417 | 5.7038 | 738.2958 | 43.9595 | 10.43 | 59.0132
2418 | 4.5437 | 732.089 | 60.9989 | 9.65 | 0
2419 | 4.5825 | 715.3165 | 72.4589 | 8.74 | 0
2420 | 4.5611 | 660.6582 | 66.1552 | 7.83 | 0
2421 | 4.5271 | 603.4955 | 56.1028 | 6.92 | 0
2422 | 4.5058 | 530.9185 | 49.7819 | 6.57 | 0
2423 | 4.4562 | 458.5492 | 35.1225 | 6.22 | 0
2424 | 3.2397 | 227.2726 | 35.5137 | 5.86 | 0
2425 | 4.4561 | 233.4031 | 35.1132 | 5.6 | 0
2426 | 4.448 | 255.2864 | 32.7068 | 5.35 | 0
2427 | 4.4438 | 275.1831 | 31.4668 | 5.09 | 0
2428 | 4.4595 | 345.8806 | 36.0953 | 5.75 | 0
2429 | 4.4693 | 526.7785 | 39.0176 | 6.41 | 7.3591
2430 | 5.7377 | 647.1192 | 53.9791 | 7.07 | 90.3818
2431 | 4.572 | 644.7893 | 69.3591 | 8.64 | 201.9395
2432 | 4.5658 | 573.2934 | 67.5224 | 10.2 | 281.3451
2433 | 4.5361 | 520.4429 | 58.7538 | 11.76 | 257.8702
2434 | 4.5297 | 462.5506 | 56.8471 | 12.86 | 363.2173
2435 | 4.5131 | 430.9354 | 51.965 | 13.95 | 376.7455
2436 | 4.4849 | 407.3113 | 43.6291 | 15.04 | 294.6877
2437 | 4.4617 | 389.1412 | 36.7545 | 15.17 | 191.9014
2438 | 4.4446 | 360.6725 | 31.7045 | 15.31 | 189.9273
2439 | 3.228 | 358.8016 | 32.0445 | 15.44 | 170.1844
2440 | 4.4762 | 363.0897 | 41.0484 | 14.48 | 117.6782
2441 | 4.4844 | 371.095 | 43.4617 | 13.52 | 48.7491
2442 | 4.5104 | 408.4183 | 51.146 | 12.56 | 0
2443 | 5.7412 | 444.3216 | 55.006 | 12.03 | 0
2444 | 4.502 | 431.8351 | 48.6751 | 11.51 | 0
2445 | 4.4677 | 413.3055 | 38.5194 | 10.98 | 0
2446 | 4.4248 | 338.9618 | 25.8388 | 10.3 | 0
2447 | 3.2069 | 259.0402 | 25.8199 | 9.61 | 0
2448 | 4.4326 | 521.4222 | 28.1439 | 8.92 | 0
2449 | 4.4218 | 561.2207 | 24.9739 | 8.49 | 0
2450 | 4.3945 | 581.84 | 16.8839 | 8.07 | 0
2451 | 4.3849 | 603.2145 | 14.0539 | 7.64 | 0
2452 | 4.3788 | 708.5191 | 12.2639 | 8.31 | 0
2453 | 4.3928 | 926.5094 | 16.3839 | 8.98 | 4.8752
2454 | 4.4113 | 1081.6708 | 21.8639 | 9.65 | 56.2209
2455 | 4.4318 | 1217.0435 | 27.9158 | 11.92 | 194.2206
2456 | 5.6625 | 1234.5311 | 31.7259 | 14.19 | 356.0332
2457 | 4.4373 | 1118.7178 | 29.5439 | 16.46 | 410.4848
2458 | 4.4231 | 1030.9887 | 25.3539 | 16.98 | 420.7402
2459 | 4.414 | 978.725 | 22.6539 | 17.49 | 444.0983
2460 | 4.3674 | 927.8041 | 8.8939 | 18 | 469.5115
2461 | 4.3857 | 877.7577 | 14.292 | 17.63 | 429.4849
2462 | 4.3856 | 862.6687 | 14.2624 | 17.27 | 334.7973
2463 | 3.1714 | 862.5273 | 15.3098 | 16.9 | 235.6819
2464 | 4.3909 | 890.3685 | 15.824 | 15.79 | 124.7949
2465 | 5.6663 | 931.1432 | 32.8746 | 14.68 | 49.6151
2466 | 4.4942 | 919.3095 | 46.3612 | 13.57 | 5.0644
2467 | 4.5548 | 894.1758 | 64.2723 | 12.29 | 0
2468 | 4.5297 | 820.215 | 56.8519 | 11.01 | 0
2469 | 4.5224 | 749.2403 | 54.7019 | 9.73 | 0
2470 | 4.503 | 661.7103 | 48.9619 | 9.17 | 0
2471 | 4.4745 | 579.587 | 40.552 | 8.61 | 0
2472 | 3.2221 | 311.0313 | 30.3058 | 8.04 | 0
2473 | 4.3881 | 321.1291 | 15.0126 | 7.74 | 0
2474 | 4.3818 | 355.1153 | 13.1465 | 7.45 | 0
2475 | 4.3865 | 381.8231 | 14.5392 | 7.15 | 0
2476 | 4.3979 | 472.399 | 17.894 | 8.16 | 0
2477 | 4.3945 | 718.9517 | 16.8874 | 9.17 | 2.1435
2478 | 4.3821 | 889.0714 | 13.212 | 10.17 | 20.2902
2479 | 5.6013 | 893.4131 | 13.6462 | 12.69 | 101.8099
2480 | 4.4042 | 789.7818 | 19.7655 | 15.21 | 221.6022
2481 | 4.411 | 714.9704 | 21.775 | 17.72 | 368.0157
2482 | 4.3913 | 631.1312 | 15.9488 | 18.21 | 378.6451
2483 | 4.3824 | 586.9017 | 13.303 | 18.7 | 442.603
2484 | 4.3759 | 552.7189 | 11.392 | 19.18 | 369.4276
2485 | 4.3716 | 527.1859 | 10.1111 | 19.44 | 266.7758
2486 | 4.3638 | 486.4142 | 7.8279 | 19.7 | 188.2404
2487 | 3.1342 | 483.1657 | 4.3279 | 19.96 | 101.6065
2488 | 4.3861 | 488.0588 | 14.4155 | 18.55 | 69.224
2489 | 4.3863 | 497.1274 | 14.4728 | 17.13 | 31.4016
2490 | 4.4751 | 548.5331 | 40.7085 | 15.72 | 3.8051
2491 | 5.6956 | 597.6556 | 41.5346 | 14.83 | 0
2492 | 4.4655 | 576.9773 | 37.886 | 13.95 | 0
2493 | 4.4729 | 552.1875 | 40.0684 | 13.06 | 0
2494 | 4.4434 | 452.5455 | 31.3553 | 12.76 | 0
2495 | 3.1833 | 348.7791 | 18.8332 | 12.46 | 0
2496 | 5.6286 | 381.8313 | 21.709 | 12.15 | 0
2497 | 3.167 | 313.5499 | 14.0142 | 11.5 | 0
2498 | 5.587 | 347.0281 | 9.422 | 10.85 | 0
2499 | 3.1497 | 326.9524 | 8.9009 | 10.2 | 0
2500 | 4.3902 | 412.5417 | 15.6309 | 10.48 | 0
2501 | 4.4289 | 552.5476 | 27.0493 | 10.76 | 3.0559
2502 | 4.4936 | 618.0082 | 46.1811 | 11.04 | 26.2002
2503 | 4.5032 | 619.9644 | 49.0173 | 11.45 | 95.0377
2504 | 5.7319 | 622.9573 | 52.2607 | 11.85 | 203.5692
2505 | 4.4909 | 589.3914 | 45.3797 | 12.25 | 300.6117
2506 | 4.4736 | 584.6015 | 40.2708 | 12.73 | 336.3161
2507 | 3.2325 | 470.1002 | 33.376 | 13.21 | 312.8314
2508 | 5.6541 | 475.1519 | 29.2435 | 13.69 | 360.6097
2509 | 3.2221 | 445.8342 | 30.3036 | 13.74 | 301.5934
2510 | 5.6594 | 457.7544 | 30.8349 | 13.8 | 183.0958
2511 | 3.2121 | 425.3826 | 27.3605 | 13.85 | 128.4628
2512 | 5.6678 | 437.8825 | 33.317 | 12.97 | 101.7052
2513 | 3.2673 | 406.9317 | 43.6768 | 12.08 | 56.5864
2514 | 4.4977 | 408.9556 | 47.4117 | 11.2 | 5.7824
2515 | 4.5015 | 455.9588 | 48.5359 | 10.48 | 0
2516 | 5.743 | 464.7056 | 55.5226 | 9.75 | 0
2517 | 4.5318 | 446.5628 | 57.4852 | 9.03 | 0
2518 | 4.498 | 388.3434 | 47.4837 | 8.56 | 0
2519 | 3.2644 | 294.9946 | 42.8145 | 8.09 | 0
2520 | 4.4384 | 330.1574 | 29.8742 | 7.61 | 0
2521 | 4.4237 | 341.6509 | 25.5293 | 6.84 | 0
2522 | 4.4205 | 371.0646 | 24.5785 | 6.07 | 0
2523 | 4.4146 | 433.003 | 22.8485 | 5.3 | 0
2524 | 4.4164 | 664.76 | 23.3661 | 6.22 | 0
2525 | 5.6438 | 891.2007 | 26.2118 | 7.14 | 6.7699
2526 | 3.2787 | 736.4863 | 47.038 | 8.06 | 72.0999
2527 | 5.7462 | 821.6314 | 56.478 | 10.66 | 255.5179
2528 | 4.5276 | 693.2666 | 56.2292 | 13.25 | 514.0039
2529 | 4.4774 | 582.6192 | 41.4105 | 15.84 | 629.7853
2530 | 4.4539 | 561.0991 | 34.4488 | 16.84 | 554.3807
2531 | 4.4795 | 508.85 | 42.0285 | 17.83 | 529.6342
2532 | 4.4516 | 507.5197 | 33.7764 | 18.82 | 447.9414
2533 | 4.4155 | 462.2761 | 23.0939 | 18.59 | 334.3778
2534 | 4.4138 | 462.2013 | 22.5864 | 18.36 | 331.1568
2535 | 3.1995 | 440.8157 | 23.6164 | 18.13 | 240.4437
2536 | 4.4202 | 487.8785 | 24.4843 | 16.58 | 192.5156
2537 | 4.4434 | 496.7629 | 31.3348 | 15.02 | 70.8257
2538 | 4.4876 | 541.5625 | 44.4086 | 13.47 | 6.5749
2539 | 4.4921 | 555.821 | 45.7386 | 12.22 | 0
2540 | 4.5174 | 556.6175 | 53.2186 | 10.97 | 0
2541 | 5.6976 | 560.1661 | 42.1195 | 9.72 | 0
2542 | 4.429 | 464.8019 | 27.0928 | 9.34 | 0
2543 | 3.1938 | 380.8116 | 21.9264 | 8.95 | 0
2544 | 4.4059 | 520.8418 | 20.2564 | 8.56 | 0
2545 | 4.4067 | 560.5805 | 20.4964 | 8.15 | 0
2546 | 4.4008 | 581.2437 | 18.7627 | 7.74 | 0
2547 | 4.393 | 602.5504 | 16.4567 | 7.33 | 0
2548 | 4.3997 | 707.6018 | 18.444 | 8.4 | 0
2549 | 4.4423 | 925.1164 | 31.0356 | 9.47 | 9.0336
2550 | 4.4449 | 1080.2839 | 31.7886 | 10.54 | 104.2002
2551 | 4.4868 | 1215.7468 | 44.1686 | 13.09 | 301.788
2552 | 5.7215 | 1233.2806 | 49.1775 | 15.64 | 536.2667
2553 | 4.462 | 1117.5228 | 36.8588 | 18.19 | 739.6029
2554 | 4.4555 | 1029.8247 | 34.936 | 19.27 | 790.2067
2555 | 4.4319 | 977.5983 | 27.9349 | 20.35 | 809.5964
2556 | 4.4184 | 926.6894 | 23.9697 | 21.43 | 822.2146
2557 | 4.4152 | 876.6489 | 23.006 | 21.46 | 789.5199
2558 | 4.4184 | 861.5559 | 23.9678 | 21.49 | 677.7576
2559 | 3.2045 | 861.3761 | 25.1114 | 21.52 | 514.2601
2560 | 4.425 | 889.1512 | 25.9038 | 19.44 | 307.0276
2561 | 5.6399 | 929.8632 | 25.0648 | 17.35 | 107.4545
2562 | 4.4655 | 917.9593 | 37.8686 | 15.27 | 8.9062
2563 | 4.4781 | 892.7742 | 41.6086 | 14.33 | 0
2564 | 4.4802 | 818.8065 | 42.2186 | 13.4 | 0
2565 | 4.4636 | 747.9536 | 37.3186 | 12.46 | 0
2566 | 4.4096 | 660.6304 | 21.3457 | 11.83 | 0
2567 | 4.4143 | 578.8175 | 22.7587 | 11.19 | 0
2568 | 3.1713 | 528.8309 | 15.2906 | 10.55 | 0
2569 | 4.3761 | 569.1729 | 11.4403 | 10.9 | 0
2570 | 4.3436 | 590.1802 | 1.8304 | 11.24 | 0
2571 | 4.3365 | 611.7958 | -0.26452 | 11.59 | 0
2572 | 4.3529 | 718.4033 | 4.6047 | 13.01 | 0
2573 | 4.3764 | 939.1597 | 11.5269 | 14.44 | 10.6547
2574 | 4.4572 | 1096.7799 | 35.4368 | 15.86 | 122.6511
2575 | 4.4575 | 1234.4186 | 35.5049 | 16.85 | 333.6131
2576 | 5.677 | 1252.248 | 36.0194 | 17.84 | 552.0338
2577 | 4.4336 | 1134.6847 | 28.4413 | 18.82 | 744.7644
2578 | 4.4075 | 1045.6144 | 20.7298 | 19 | 859.6912
2579 | 4.4254 | 992.5784 | 26.0135 | 19.18 | 911.1499
2580 | 4.4108 | 940.8704 | 21.7102 | 19.35 | 932.7571
2581 | 4.3962 | 890.0421 | 17.387 | 19.09 | 849.771
2582 | 4.379 | 874.7092 | 12.3193 | 18.84 | 724.9803
2583 | 3.1598 | 874.511 | 11.8884 | 18.58 | 532.6422
2584 | 4.3878 | 902.6979 | 14.9009 | 17.13 | 314.5817
2585 | 5.6423 | 944.0273 | 25.7619 | 15.68 | 109.4483
2586 | 4.4434 | 931.907 | 31.3422 | 14.23 | 9.1877
2587 | 4.4645 | 906.3033 | 37.5808 | 13.49 | 0
2588 | 4.4526 | 831.1648 | 34.0683 | 12.76 | 0
2589 | 4.4302 | 759.2424 | 27.4424 | 12.02 | 0
2590 | 4.4412 | 670.6242 | 30.7117 | 11.98 | 0
2591 | 4.418 | 587.6454 | 23.8345 | 11.94 | 0
2592 | 3.1439 | 405.566 | 7.2013 | 11.9 | 0
2593 | 4.3429 | 437.0945 | 1.6413 | 11.38 | 0
2594 | 4.3367 | 450.6519 | -0.18875 | 10.85 | 0
2595 | 4.3498 | 468.9124 | 3.67 | 10.33 | 0
2596 | 4.3498 | 555.8707 | 3.6742 | 10.3 | 0
2597 | 4.381 | 734.0822 | 12.9127 | 10.27 | 11.0113
2598 | 4.438 | 848.1264 | 29.7609 | 10.24 | 125.019
2599 | 4.4468 | 944.4688 | 32.3583 | 10.42 | 336.4805
2600 | 5.6618 | 955.6321 | 31.5268 | 10.6 | 553.1214
2601 | 4.4327 | 868.2786 | 28.1896 | 10.78 | 747.5518
2602 | 4.436 | 802.5179 | 29.1556 | 11.13 | 885.725
2603 | 4.4379 | 762.6445 | 29.7135 | 11.48 | 951.7388
2604 | 4.4304 | 724.6964 | 27.5126 | 11.83 | 952.0294
2605 | 4.4318 | 687.6211 | 27.9203 | 12.22 | 871.2163
2606 | 3.208 | 676.6576 | 26.1408 | 12.61 | 730.9058
2607 | 4.4239 | 677.9792 | 25.5917 | 13 | 534.7246
2608 | 4.4185 | 700.9383 | 23.9845 | 12.19 | 317.2148
2609 | 5.6421 | 733.2947 | 25.7183 | 11.37 | 111.4538
2610 | 4.4373 | 727.1891 | 29.5383 | 10.56 | 9.4688
2611 | 4.4372 | 710.589 | 29.5083 | 10.11 | 0
2612 | 4.4663 | 656.3751 | 38.1083 | 9.65 | 0
2613 | 4.4354 | 599.5831 | 28.9817 | 9.2 | 0
2614 | 4.4096 | 527.4386 | 21.3427 | 9 | 0
2615 | 4.4141 | 455.4244 | 22.6861 | 8.79 | 0
2616 | 3.1849 | 237.1775 | 19.2981 | 8.58 | 0
2617 | 4.4084 | 243.7693 | 20.9908 | 8.12 | 0
2618 | 4.3991 | 267.0653 | 18.2587 | 7.66 | 0
2619 | 4.3853 | 287.7698 | 14.1637 | 7.2 | 0
2620 | 4.3808 | 360.8464 | 12.8525 | 8.04 | 0
2621 | 4.3809 | 549.513 | 12.8816 | 8.89 | 19.0442
2622 | 5.5973 | 675.7154 | 12.4647 | 9.73 | 128.1247
2623 | 4.4085 | 674.1399 | 21.04 | 10.99 | 341.1958
2624 | 4.3986 | 598.8704 | 18.0972 | 12.25 | 556.9179
2625 | 4.4312 | 543.4342 | 27.7287 | 13.5 | 749.2677
2626 | 4.4297 | 482.4948 | 27.2859 | 14.03 | 885.2436
2627 | 4.4298 | 449.3923 | 27.3176 | 14.55 | 958.4411
2628 | 4.4199 | 424.5281 | 24.4045 | 15.07 | 955.1486
2629 | 4.3998 | 405.4904 | 18.4713 | 14.91 | 873.0958
2630 | 4.3928 | 375.575 | 16.4013 | 14.74 | 734.1747
2631 | 3.178 | 373.5444 | 17.2646 | 14.58 | 535.6841
2632 | 4.388 | 377.9085 | 14.9753 | 13.51 | 318.2791
2633 | 4.411 | 386.0483 | 21.7754 | 12.45 | 113.1598
2634 | 4.4465 | 425.0353 | 32.2721 | 11.38 | 9.6874
2635 | 5.643 | 462.502 | 25.9883 | 10.78 | 0
2636 | 4.4389 | 449.0632 | 30.0183 | 10.18 | 0
2637 | 4.3953 | 429.7908 | 17.1188 | 9.58 | 0
2638 | 4.4419 | 352.4457 | 30.9038 | 9.45 | 0
2639 | 4.4047 | 269.6785 | 19.9151 | 9.32 | 0
2640 | 3.1564 | 262.8839 | 10.8972 | 9.18 | 0
2641 | 4.3668 | 270.6333 | 8.7142 | 8.62 | 0
2642 | 4.3584 | 297.502 | 6.2093 | 8.05 | 0
2643 | 4.346 | 320.3152 | 2.5472 | 7.49 | 0
2644 | 4.3452 | 399.7096 | 2.3286 | 7.93 | 0
2645 | 4.3464 | 608.5618 | 2.6596 | 8.37 | 19.7962
2646 | 4.3337 | 749.8512 | -1.0887 | 8.8 | 131.3636
2647 | 5.5624 | 750.0588 | 2.1368 | 9.66 | 345.0939
2648 | 4.3471 | 665.1298 | 2.8794 | 10.52 | 560.6488
2649 | 4.3454 | 603.0409 | 2.3913 | 11.38 | 752.009
2650 | 4.3382 | 534.3001 | 0.26125 | 12.23 | 887.3879
2651 | 4.3378 | 497.3599 | 0.12933 | 13.08 | 960.6202
2652 | 4.3288 | 469.3202 | -2.5413 | 13.93 | 952.2011
2653 | 4.3544 | 448.0462 | 5.0341 | 13.96 | 873.6373
2654 | 4.3508 | 414.4186 | 3.9756 | 14 | 735.9159
2655 | 3.1348 | 411.9893 | 4.509 | 14.03 | 538.1385
2656 | 4.327 | 416.5734 | -3.0687 | 12.67 | 320.5072
2657 | 4.349 | 425.1057 | 3.4498 | 11.31 | 114.8755
2658 | 4.3884 | 468.4033 | 15.1029 | 9.95 | 9.9436
2659 | 5.6222 | 509.9275 | 19.8276 | 8.68 | 0
2660 | 4.4365 | 494.1007 | 29.2967 | 7.4 | 0
2661 | 4.4386 | 472.8869 | 29.9301 | 6.13 | 0
2662 | 4.4347 | 387.7038 | 28.7817 | 6.21 | 0
2663 | 4.4076 | 297.4215 | 20.7677 | 6.28 | 0
2664 | 4.3861 | 282.8511 | 14.4113 | 6.35 | 0
2665 | 3.1502 | 234.7616 | 9.0613 | 5.82 | 0
2666 | 5.5996 | 257.6008 | 13.1353 | 5.29 | 0
2667 | 3.1473 | 245.3025 | 8.2056 | 4.76 | 0
2668 | 4.3704 | 313.3478 | 9.7606 | 5.9 | 0
2669 | 4.4025 | 424.6401 | 19.2574 | 7.05 | 20.6449
2670 | 5.6683 | 476.1876 | 33.4545 | 8.19 | 135.2829
2671 | 4.4967 | 473.4643 | 47.1145 | 10.34 | 349.3422
2672 | 4.5443 | 473.397 | 61.1745 | 12.48 | 565.0453
2673 | 4.5167 | 447.449 | 53.0145 | 14.62 | 755.2468
2674 | 4.5044 | 442.3228 | 49.3825 | 15.68 | 889.4209
2675 | 3.2601 | 360.6453 | 41.5332 | 16.74 | 962.3894
2676 | 5.6797 | 363.4268 | 36.8122 | 17.79 | 951.7136
2677 | 3.2162 | 342.0041 | 28.569 | 17.92 | 872.3644
2678 | 5.6617 | 349.2064 | 31.4972 | 18.05 | 734.3439
2679 | 3.2079 | 326.8419 | 26.1026 | 18.18 | 537.5728
2680 | 5.6419 | 336.3814 | 25.6372 | 16.41 | 322.3204
2681 | 3.2193 | 316.3464 | 29.4903 | 14.64 | 116.2998
2682 | 4.4663 | 320.2858 | 38.1048 | 12.87 | 10.1137
2683 | 4.4885 | 355.6841 | 44.6745 | 11.78 | 0
2684 | 5.6996 | 362.7535 | 42.6988 | 10.68 | 0
2685 | 4.4565 | 348.459 | 35.2296 | 9.59 | 0
2686 | 4.4136 | 301.3694 | 22.5346 | 9.07 | 0
2687 | 3.1677 | 227.5381 | 14.226 | 8.55 | 0
2688 | 4.3936 | 311.9581 | 16.6146 | 8.02 | 0
2689 | 4.3816 | 322.4996 | 13.0908 | 7.46 | 0
2690 | 4.3509 | 349.6713 | 4.0008 | 6.89 | 0
2691 | 4.3383 | 407.7662 | 0.28084 | 6.33 | 0
2692 | 4.3416 | 625.7451 | 1.2608 | 7.76 | 0
2693 | 5.6143 | 840.4344 | 17.4785 | 9.2 | 21.2806
2694 | 3.224 | 698.4936 | 30.8818 | 10.63 | 137.858
2695 | 5.6757 | 776.3409 | 35.6259 | 12.85 | 351.4633
2696 | 4.4358 | 656.3757 | 29.088 | 15.07 | 566.762
2697 | 4.4239 | 552.7592 | 25.5954 | 17.28 | 756.9202
2698 | 4.4117 | 532.2022 | 21.9707 | 17.86 | 893.038
2699 | 4.4068 | 483.0884 | 20.5359 | 18.44 | 963.0338
2700 | 4.4012 | 481.6197 | 18.8866 | 19.01 | 953.1843
2701 | 4.4037 | 439.2719 | 19.6069 | 18.94 | 872.2575
2702 | 4.4032 | 438.8537 | 19.4508 | 18.86 | 733.8336
2703 | 3.1854 | 419.0495 | 19.4608 | 18.79 | 539.1021
2704 | 4.4035 | 463.0414 | 19.5608 | 17.15 | 318.5928
2705 | 4.4246 | 471.786 | 25.7889 | 15.51 | 111.7452
2706 | 4.4457 | 514.2094 | 32.035 | 13.87 | 10.1284
2707 | 4.4864 | 528.2739 | 44.0564 | 12.84 | 0
2708 | 4.4851 | 529.3164 | 43.6881 | 11.8 | 0
2709 | 5.6706 | 532.1025 | 34.1352 | 10.77 | 0
2710 | 4.4585 | 441.4565 | 35.8258 | 10.24 | 0
2711 | 4.4319 | 360.6827 | 27.9595 | 9.71 | 0
2712 | 3.1967 | 230.6944 | 22.7897 | 9.18 | 0
2713 | 4.4177 | 237.0291 | 23.7642 | 9.05 | 0
2714 | 4.4108 | 259.5063 | 21.7165 | 8.92 | 0
2715 | 4.4108 | 279.6683 | 21.7191 | 8.79 | 0
2716 | 4.4195 | 351.0258 | 24.2812 | 9.4 | 0
2717 | 4.4493 | 534.581 | 33.0926 | 10.01 | 20.2791
2718 | 5.6778 | 657.089 | 36.2581 | 10.62 | 132.3825
2719 | 4.5192 | 655.2172 | 53.7581 | 11.86 | 344.3024
2720 | 4.5416 | 582.2659 | 60.3727 | 13.1 | 568.871
2721 | 4.4727 | 528.457 | 40.0187 | 14.33 | 760.4266
2722 | 4.4571 | 469.3912 | 35.402 | 14.84 | 895.4349
2723 | 4.4337 | 437.2369 | 28.4732 | 15.34 | 894.8101
2724 | 4.4225 | 413.1358 | 25.1686 | 15.84 | 863.9025
2725 | 4.4124 | 394.6486 | 22.1786 | 15.4 | 573.8417
2726 | 4.4129 | 365.6326 | 22.3386 | 14.95 | 423.3574
2727 | 3.1903 | 363.6885 | 20.9086 | 14.51 | 302.7615
2728 | 4.4214 | 367.9773 | 24.8482 | 13.7 | 134.5767
2729 | 4.4346 | 375.9796 | 28.7359 | 12.89 | 32.8466
2730 | 4.4616 | 413.8862 | 36.7186 | 12.08 | 5.8777
2731 | 5.6659 | 450.3292 | 32.7381 | 11.63 | 0
2732 | 4.436 | 437.4197 | 29.148 | 11.18 | 0
2733 | 4.4276 | 418.6484 | 26.6817 | 10.73 | 0
2734 | 4.427 | 343.3229 | 26.5143 | 10.33 | 0
2735 | 4.4093 | 262.5652 | 21.2749 | 9.93 | 0
2736 | 3.184 | 245.4796 | 19.0377 | 9.53 | 0
2737 | 4.3992 | 252.4129 | 18.272 | 7.93 | 0
2738 | 4.3924 | 276.786 | 16.2823 | 6.32 | 0
2739 | 4.3832 | 298.1814 | 13.5391 | 4.72 | 0
2740 | 4.4006 | 373.4157 | 18.7035 | 4.57 | 0
2741 | 4.4365 | 568.6206 | 29.3117 | 4.42 | 19.7163
2742 | 5.6775 | 699.5924 | 36.1781 | 4.26 | 128.3731
2743 | 4.4694 | 698.4499 | 39.0481 | 5.12 | 340.5197
2744 | 4.4691 | 620.1706 | 38.9381 | 5.98 | 503.4436
2745 | 4.433 | 562.6331 | 28.2856 | 6.83 | 632.5776
2746 | 4.4253 | 499.2616 | 25.9841 | 7.42 | 715.1619
2747 | 4.413 | 464.938 | 22.3521 | 8.01 | 596.3094
2748 | 4.3935 | 439.0834 | 16.5879 | 8.59 | 581.3566
2749 | 4.3927 | 419.3361 | 16.3694 | 8.64 | 463.1874
2750 | 4.3951 | 388.2562 | 17.0564 | 8.68 | 389.0705
2751 | 3.1865 | 386.11 | 19.7843 | 8.73 | 310.3049
2752 | 4.4069 | 390.5636 | 20.5652 | 8.02 | 121.8852
2753 | 4.4211 | 398.866 | 24.7456 | 7.32 | 32.7335
2754 | 4.4451 | 439.2389 | 31.8381 | 6.61 | 3.9958
2755 | 5.6803 | 478.0162 | 36.9981 | 6.13 | 0
2756 | 4.4649 | 463.8744 | 37.6981 | 5.64 | 0
2757 | 4.4363 | 443.9642 | 29.259 | 5.16 | 0
2758 | 4.4373 | 364.0479 | 29.5535 | 4.95 | 0
2759 | 4.4196 | 278.7471 | 24.3054 | 4.74 | 0
2760 | 3.1939 | 148.2327 | 21.9575 | 4.52 | 0
2761 | 4.3957 | 151.2386 | 17.2486 | 4.07 | 0
2762 | 4.3818 | 163.1649 | 13.1486 | 3.61 | 0
2763 | 4.3654 | 176.445 | 8.2886 | 3.16 | 0
2764 | 4.387 | 226.1448 | 14.6646 | 3.55 | 0
2765 | 4.4118 | 344.7195 | 22.0206 | 3.95 | 9.4034
2766 | 5.6816 | 420.0538 | 37.3909 | 4.34 | 53.397
2767 | 4.4462 | 414.1584 | 32.1681 | 5.06 | 194.3992
2768 | 4.4461 | 370.8896 | 32.1415 | 5.78 | 343.3082
2769 | 4.4373 | 337.8623 | 29.5508 | 6.49 | 478.454
2770 | 4.4374 | 302.7833 | 29.5826 | 7.22 | 416.8136
2771 | 4.4337 | 282.7226 | 28.489 | 7.95 | 329.0251
2772 | 4.4428 | 268.3908 | 31.1696 | 8.67 | 305.2218
2773 | 4.4431 | 256.9272 | 31.2485 | 8.6 | 283.1084
2774 | 4.4366 | 239.4116 | 29.3448 | 8.54 | 261.5974
2775 | 3.225 | 238.5913 | 31.1544 | 8.47 | 280.7609
2776 | 4.4297 | 241.9549 | 27.2972 | 7.53 | 203.5406
2777 | 4.4478 | 248.2728 | 32.6567 | 6.59 | 95.4885
2778 | 4.4531 | 272.4256 | 34.225 | 5.65 | 17.3015
2779 | 5.6804 | 295.8499 | 37.0318 | 4.8 | 0
2780 | 4.4343 | 289.7921 | 28.6493 | 3.94 | 0
2781 | 4.424 | 277.3763 | 25.6036 | 3.09 | 0
2782 | 4.4336 | 227.6671 | 28.4439 | 2.67 | 0
2783 | 4.4221 | 172.2805 | 25.0608 | 2.24 | 0
2784 | 3.1976 | 122.8431 | 23.0591 | 1.81 | 0
2785 | 5.6382 | 125.7345 | 24.5568 | 1.56 | 0
2786 | 3.186 | 122.6086 | 19.6246 | 1.31 | 0
2787 | 4.3801 | 139.9033 | 12.6373 | 1.06 | 0
2788 | 4.3967 | 208.9308 | 17.5514 | 2.53 | 0
2789 | 4.3964 | 336.8113 | 17.4647 | 4 | 6.2797
2790 | 5.6147 | 383.9743 | 17.6164 | 5.46 | 35.8211
2791 | 4.4038 | 379.7487 | 19.6475 | 7.71 | 129.6015
2792 | 4.4311 | 298.6202 | 27.721 | 9.96 | 356.038
2793 | 4.4462 | 269.5971 | 32.1897 | 12.2 | 489.8166
2794 | 4.4286 | 252.4438 | 26.9867 | 12.58 | 611.7927
2795 | 3.2073 | 222.8019 | 25.9416 | 12.96 | 646.5928
2796 | 5.6206 | 224.0845 | 19.3469 | 13.34 | 635.9116
2797 | 4.4137 | 199.4434 | 22.5673 | 13.3 | 560.8509
2798 | 4.4009 | 186.5488 | 18.7873 | 13.27 | 455.6189
2799 | 4.3839 | 182.7542 | 13.7673 | 13.23 | 308.9598
2800 | 3.1703 | 173.1819 | 14.9973 | 11.67 | 162.3936
2801 | 4.4182 | 183.6242 | 23.9055 | 10.11 | 52.2972
2802 | 4.4241 | 213.5257 | 25.6467 | 8.55 | 7.1427
2803 | 4.4391 | 244.3587 | 30.0839 | 8.1 | 0
2804 | 5.6681 | 254.9226 | 33.3997 | 7.64 | 0
2805 | 4.4384 | 231.7953 | 29.8617 | 7.19 | 0
2806 | 4.4187 | 192.1734 | 24.0466 | 6.59 | 0
2807 | 4.4292 | 155.7341 | 27.1376 | 5.99 | 0
2808 | 3.2191 | 75.6124 | 29.4309 | 5.39 | 0
2809 | 5.6349 | 77.1392 | 23.5706 | 5.38 | 0
2810 | 3.1766 | 74.9579 | 16.85 | 5.38 | 0
2811 | 4.385 | 85.0693 | 14.0891 | 5.37 | 0
2812 | 4.3879 | 128.336 | 14.9379 | 5.43 | 0
2813 | 4.3915 | 205.1905 | 15.9963 | 5.49 | 28.5542
2814 | 5.5943 | 233.1272 | 11.5844 | 5.54 | 101.612
2815 | 4.3713 | 229.6736 | 10.0321 | 5.42 | 297.529
2816 | 4.4186 | 183.0136 | 24.0094 | 5.29 | 512.3246
2817 | 4.4131 | 166.635 | 22.3773 | 5.16 | 708.2243
2818 | 4.4156 | 156.0067 | 23.1273 | 5.2 | 726.3406
2819 | 3.2059 | 138.8664 | 25.5273 | 5.24 | 738.5506
2820 | 5.6187 | 139.4697 | 18.7873 | 5.27 | 702.1596
2821 | 4.3702 | 124.4612 | 9.7105 | 6.03 | 697.6036
2822 | 4.3646 | 117.1649 | 8.0552 | 6.78 | 644.5206
2823 | 4.3539 | 114.4043 | 4.895 | 7.54 | 470.441
2824 | 3.1497 | 109.3277 | 8.9162 | 6.83 | 222.6876
2825 | 4.4186 | 115.7597 | 24.0265 | 6.12 | 73.2163
2826 | 4.4465 | 133.4634 | 32.2693 | 5.41 | 13.6657
2827 | 4.4564 | 151.5416 | 35.1842 | 4.74 | 0
2828 | 5.6842 | 158.2856 | 38.1497 | 4.07 | 0
2829 | 4.4526 | 145.3031 | 34.0659 | 3.4 | 0
2830 | 4.4523 | 120.7962 | 33.9885 | 3.32 | 0
2831 | 4.4311 | 96.752 | 27.7073 | 3.24 | 0
2832 | 4.4247 | 84.3846 | 25.8273 | 3.16 | 0
2833 | 4.4182 | 78.4576 | 23.8873 | 2.06 | 0
2834 | 3.1881 | 62.7172 | 20.2673 | 0.97 | 0
2835 | 174.4177 | 74.1408 | 16.8673 | -0.13 | 0
2836 | 3.197 | 102.6913 | 22.8726 | 1.19 | 0
2837 | 5.6463 | 132.4372 | 26.9534 | 2.51 | 17.6212
2838 | 3.2537 | 131.8749 | 39.6553 | 3.82 | 83.5442
2839 | 5.7006 | 139.1808 | 42.9953 | 5.9 | 275.9402
2840 | 4.5095 | 122.7016 | 50.8853 | 7.98 | 447.0354
2841 | 3.2443 | 106.8704 | 36.8708 | 10.05 | 636.871
2842 | 5.6755 | 134.6256 | 35.5719 | 10.57 | 678.9911
2843 | 3.2165 | 94.1817 | 28.6406 | 11.09 | 637.2701
2844 | 4.4275 | 96.2092 | 26.646 | 11.6 | 608.0528
2845 | 4.4187 | 102.2789 | 24.0319 | 11.3 | 687.7046
2846 | 5.6409 | 124.2808 | 25.3615 | 11.01 | 484.4053
2847 | 4.4194 | 113.2385 | 24.2415 | 10.71 | 389.2242
2848 | 4.4065 | 104.3558 | 20.448 | 9.5 | 241.6912
2849 | 4.4367 | 94.1689 | 29.3815 | 8.29 | 76.1426
2850 | 3.2443 | 82.5897 | 36.8833 | 7.08 | 12.42
2851 | 4.4733 | 96.9586 | 40.1953 | 6 | 0
2852 | 4.4742 | 101.3505 | 40.4453 | 4.91 | 0
2853 | 5.6861 | 101.895 | 38.7053 | 3.83 | 0
2854 | 4.4465 | 90.4016 | 32.2576 | 3.25 | 0
2855 | 4.4226 | 65.1696 | 25.1859 | 2.66 | 0
2856 | 3.1973 | 53.5157 | 22.9815 | 2.07 | 0
2857 | 4.4073 | 56.2572 | 20.6815 | 1.44 | 0
2858 | 5.6164 | 67.5036 | 18.1015 | 0.81 | 0
2859 | 3.1724 | 66.2935 | 15.6215 | 0.18 | 0
2860 | 4.4174 | 97.0625 | 23.6606 | 2.1 | 0
2861 | 5.6377 | 128.1513 | 24.4071 | 4.02 | 19.3
2862 | 3.2377 | 109.0122 | 34.9253 | 5.94 | 73.7314
2863 | 5.7001 | 129.8504 | 42.8553 | 7.87 | 247.8056
2864 | 4.4795 | 97.7238 | 42.0094 | 9.79 | 481.4776
2865 | 4.469 | 89.1012 | 38.9027 | 11.71 | 652.2791
2866 | 4.454 | 85.7094 | 34.4908 | 12.51 | 736.0588
2867 | 3.2399 | 78.7343 | 35.5735 | 13.31 | 698.8827
2868 | 5.6722 | 79.0209 | 34.6175 | 14.1 | 540.2689
2869 | 4.4503 | 74.1324 | 33.38 | 14.3 | 445.7795
2870 | 4.4447 | 72.6387 | 31.7396 | 14.49 | 544.828
2871 | 4.4486 | 66.4828 | 32.8842 | 14.69 | 340.011
2872 | 3.2312 | 64.2829 | 32.9982 | 13.18 | 212.3137
2873 | 4.4631 | 72.9298 | 37.1753 | 11.66 | 79.777
2874 | 5.6888 | 82.7822 | 39.5053 | 10.15 | 11.6678
2875 | 3.2552 | 81.2403 | 40.1053 | 9.42 | 0
2876 | 4.4784 | 95.9374 | 41.6853 | 8.69 | 0
2877 | 5.6767 | 98.03 | 35.9416 | 7.96 | 0
2878 | 4.4395 | 81.6189 | 30.1922 | 7.36 | 0
2879 | 4.4236 | 63.5871 | 25.5024 | 6.76 | 0
2880 | 3.1877 | 46.5748 | 20.1356 | 6.15 | 0
2881 | 4.4069 | 51.4022 | 20.5682 | 5.06 | 0
2882 | 5.601 | 54.3242 | 13.5515 | 3.96 | 0
2883 | 3.1787 | 53.867 | 17.4629 | 2.87 | 0
2884 | 4.3698 | 80.5508 | 9.6 | 4.73 | 0
2885 | 5.5869 | 169.7765 | 9.3996 | 6.59 | 14.6649
2886 | 4.3636 | 146.019 | 7.7694 | 8.45 | 75.551
2887 | 4.3688 | 140.1568 | 9.2895 | 10.81 | 197.5102
2888 | 3.1584 | 96.7493 | 11.48 | 13.17 | 306.451
2889 | 4.3848 | 97.7597 | 14.0153 | 15.53 | 360.3917
2890 | 5.5853 | 102.2439 | 8.9115 | 16.17 | 332.9814
2891 | 4.3627 | 95.9952 | 7.4815 | 16.81 | 286.4087
2892 | 4.35 | 88.5442 | 3.7365 | 17.45 | 246.037
2893 | 3.1061 | 74.4939 | -3.9954 | 17.53 | 98.3284
2894 | 5.5348 | 75.996 | -6.0266 | 17.62 | 173.978
2895 | 4.3424 | 71.7684 | 1.4874 | 17.7 | 211.5336
2896 | 3.1194 | 64.2095 | -0.03855 | 16.14 | 93.7302
2897 | 4.3663 | 68.9709 | 8.5689 | 14.59 | 65.4685
2898 | 4.3941 | 74.1025 | 16.7707 | 13.03 | 13.9026
2899 | 4.4138 | 91.877 | 22.5931 | 12.02 | 0
2900 | 5.6323 | 98.8766 | 22.8098 | 11 | 0
2901 | 4.4189 | 84.8787 | 24.1138 | 9.99 | 0
2902 | 4.4055 | 78.1609 | 20.1366 | 9.62 | 0
2903 | 4.3782 | 61.7075 | 12.0615 | 9.25 | 0
2904 | 3.1874 | 46.2467 | 20.0497 | 8.87 | 0
2905 | 4.3807 | 51.0154 | 12.8262 | 8.62 | 0
2906 | 5.5942 | 53.8818 | 11.5486 | 8.37 | 0
2907 | 3.1627 | 53.4165 | 12.7453 | 8.11 | 0
2908 | 4.3679 | 79.9153 | 9.0142 | 8.85 | 0
2909 | 5.6108 | 168.0161 | 16.4664 | 9.58 | 28.7552
2910 | 4.4382 | 144.4954 | 29.8002 | 10.32 | 155.2341
2911 | 4.4684 | 138.8926 | 38.7502 | 11.45 | 354.6646
2912 | 3.272 | 96.0452 | 45.0602 | 12.58 | 575.5728
2913 | 4.4543 | 97.0525 | 34.556 | 13.71 | 761.4843
2914 | 5.6613 | 101.4308 | 31.3782 | 13.2 | 815.1703
2915 | 4.4449 | 95.2546 | 31.7986 | 12.69 | 799.4838
2916 | 4.4455 | 87.9179 | 31.9809 | 12.18 | 782.3404
2917 | 3.2254 | 74.0206 | 31.2757 | 12.77 | 717.5198
2918 | 5.6791 | 75.5168 | 36.6311 | 13.36 | 622.8137
2919 | 4.4517 | 71.291 | 33.8158 | 13.95 | 486.7285
2920 | 3.2276 | 63.836 | 31.9426 | 13.38 | 274.5916
2921 | 4.4201 | 68.5681 | 24.4475 | 12.81 | 111.5325
2922 | 4.4282 | 73.656 | 26.8665 | 12.25 | 20.4219
2923 | 4.4386 | 91.1844 | 29.9267 | 11.95 | 0
2924 | 5.6547 | 98.1407 | 29.4441 | 11.65 | 0
2925 | 4.4272 | 84.3294 | 26.5571 | 11.35 | 0
2926 | 4.4425 | 77.6463 | 31.0936 | 11.23 | 0
2927 | 4.4318 | 61.2728 | 27.9236 | 11.12 | 0
2928 | 3.214 | 44.7938 | 27.9146 | 11 | 0
2929 | 4.4261 | 49.4514 | 26.2354 | 10.69 | 0
2930 | 5.6217 | 52.2828 | 19.6755 | 10.38 | 0
2931 | 3.1797 | 51.8499 | 17.7649 | 10.06 | 0
2932 | 4.4217 | 77.5114 | 24.9255 | 10.23 | 0
2933 | 5.6573 | 163.6246 | 30.1895 | 10.39 | 8.5067
2934 | 4.4456 | 140.7337 | 32.0002 | 10.56 | 61.3006
2935 | 4.4662 | 134.9641 | 38.0802 | 11.42 | 210.7617
2936 | 3.2591 | 93.063 | 41.2502 | 12.28 | 317.3549
2937 | 4.4796 | 94.0324 | 42.0602 | 13.14 | 214.2913
2938 | 5.6805 | 98.3899 | 37.0714 | 13.31 | 147.2757
2939 | 4.4546 | 92.3631 | 34.6444 | 13.48 | 184.2565
2940 | 4.4274 | 85.1597 | 26.6057 | 13.64 | 257.9912
2941 | 3.2065 | 71.614 | 25.6819 | 14.14 | 215.7544
2942 | 5.6586 | 73.056 | 30.5806 | 14.64 | 286.2908
2943 | 4.4401 | 69.0069 | 30.3796 | 15.14 | 215.691
2944 | 3.2229 | 61.7064 | 30.5533 | 14.65 | 137.6413
2945 | 4.4209 | 66.2831 | 24.7028 | 14.16 | 73.6915
2946 | 4.4452 | 71.2232 | 31.8825 | 13.68 | 14.9376
2947 | 4.4561 | 88.3908 | 35.1002 | 13.11 | 0
2948 | 5.6628 | 95.1192 | 31.8408 | 12.55 | 0
2949 | 4.4483 | 81.6034 | 32.8059 | 11.98 | 0
2950 | 4.4687 | 75.1502 | 38.8287 | 11.46 | 0
2951 | 3.2353 | 59.3477 | 34.1998 | 10.95 | 0
2952 | 4.4482 | 73.1655 | 32.7757 | 10.43 | 0
2953 | 5.6589 | 74.6402 | 30.6607 | 9.88 | 0
2954 | 3.2174 | 72.5267 | 28.9239 | 9.33 | 0
2955 | 4.4287 | 82.3052 | 27.0053 | 8.77 | 0
2956 | 4.4273 | 124.18 | 26.5843 | 9.64 | 0
2957 | 4.4369 | 198.5276 | 29.4359 | 10.5 | 33.5961
2958 | 5.6521 | 225.5485 | 28.6784 | 11.37 | 151.5438
2959 | 4.4465 | 222.1975 | 32.259 | 13.04 | 325.6372
2960 | 4.458 | 177.0826 | 35.6561 | 14.71 | 525.8731
2961 | 4.4478 | 161.2499 | 32.6591 | 16.38 | 695.7613
2962 | 4.4633 | 150.9649 | 37.2228 | 16.69 | 718.4129
2963 | 3.225 | 134.391 | 31.1667 | 16.99 | 708.5245
2964 | 5.6461 | 134.9729 | 26.8887 | 17.29 | 677.0871
2965 | 4.3866 | 120.4517 | 14.5487 | 17.08 | 553.592
2966 | 4.3882 | 113.3984 | 15.0187 | 16.86 | 464.9227
2967 | 4.3939 | 110.7225 | 16.7173 | 16.65 | 388.1486
2968 | 3.2008 | 105.819 | 23.9966 | 15.82 | 238.6839
2969 | 4.4342 | 112.0429 | 28.6273 | 15 | 95.7442
2970 | 4.4727 | 129.1662 | 39.9971 | 14.18 | 19.8693
2971 | 4.4735 | 146.6497 | 40.2468 | 13.46 | 0
2972 | 5.6647 | 153.1781 | 32.385 | 12.75 | 0
2973 | 4.4451 | 140.6291 | 31.855 | 12.03 | 0
2974 | 4.4471 | 116.914 | 32.455 | 11.68 | 0
2975 | 3.2352 | 93.6306 | 34.1793 | 11.34 | 0
2976 | 4.4119 | 119.8499 | 22.0493 | 10.99 | 0
2977 | 5.6103 | 122.6355 | 16.2987 | 10.52 | 0
2978 | 3.1713 | 119.5499 | 15.279 | 10.05 | 0
2979 | 4.3832 | 136.3488 | 13.5577 | 9.58 | 0
2980 | 4.3827 | 203.8029 | 13.4004 | 9.49 | 0
2981 | 4.3816 | 328.3084 | 13.0789 | 9.39 | 21.7429
2982 | 5.598 | 374.1697 | 12.6714 | 9.29 | 120.7354
2983 | 4.3798 | 369.9283 | 12.5559 | 9.38 | 309.9058
2984 | 4.3633 | 291.2333 | 7.6744 | 9.46 | 465.0953
2985 | 4.3508 | 263.1244 | 3.9622 | 9.55 | 499.6429
2986 | 4.349 | 246.3793 | 3.4454 | 9.38 | 506.5751
2987 | 3.1634 | 217.6137 | 12.953 | 9.2 | 529.7188
2988 | 5.622 | 218.8391 | 19.756 | 9.02 | 534.7382
2989 | 4.3896 | 194.8205 | 15.4322 | 9.35 | 610.4118
2990 | 4.3774 | 182.3294 | 11.8227 | 9.68 | 603.7704
2991 | 4.3766 | 178.568 | 11.5958 | 10.01 | 506.2963
2992 | 3.1685 | 169.3426 | 14.4587 | 9.52 | 341.3968
2993 | 4.4061 | 179.5311 | 20.318 | 9.03 | 139.4228
2994 | 4.4667 | 208.6062 | 38.2243 | 8.54 | 29.8353
2995 | 4.4774 | 238.5625 | 41.4031 | 8.33 | 0
2996 | 5.6649 | 248.9027 | 32.435 | 8.13 | 0
2997 | 4.4389 | 226.5135 | 30.0248 | 7.93 | 0
2998 | 4.4442 | 187.8406 | 31.5792 | 7.89 | 0
2999 | 3.2241 | 152.064 | 30.899 | 7.86 | 0
3000 | 5.6349 | 168.9294 | 23.5854 | 7.82 | 0
3001 | 4.4127 | 159.487 | 22.2629 | 7.68 | 0
3002 | 3.2075 | 136.8797 | 25.9987 | 7.53 | 0
3003 | 4.4253 | 156.9036 | 25.9931 | 7.38 | 0
3004 | 4.4459 | 219.8042 | 32.0938 | 7.81 | 0
3005 | 4.4368 | 292.217 | 29.384 | 8.23 | 38.6235
3006 | 5.7046 | 343.4206 | 44.1772 | 8.66 | 174.8396
3007 | 4.4837 | 322.248 | 43.275 | 10.32 | 387.0005
3008 | 4.4964 | 306.3912 | 47.0039 | 11.98 | 597.6732
3009 | 3.2795 | 280.0901 | 47.2735 | 13.64 | 775.9652
3010 | 5.6908 | 297.5903 | 40.097 | 14.44 | 909.0933
3011 | 4.4823 | 241.2824 | 42.8522 | 15.24 | 976.4404
3012 | 4.4962 | 241.2751 | 46.9696 | 16.03 | 965.4844
3013 | 3.2697 | 233.0366 | 44.3804 | 16.4 | 884.3318
3014 | 5.7001 | 248.1986 | 42.8634 | 16.78 | 748.8283
3015 | 4.4615 | 235.0144 | 36.701 | 17.15 | 558.1096
3016 | 4.4516 | 229.1073 | 33.774 | 16.11 | 347.7006
3017 | 4.4707 | 218.0501 | 39.415 | 15.08 | 141.0756
3018 | 3.2602 | 200.3672 | 41.585 | 14.05 | 30.4278
3019 | 4.4739 | 229.8623 | 40.355 | 12.86 | 0
3020 | 5.6909 | 233.996 | 40.125 | 11.68 | 0
3021 | 4.4596 | 233.9816 | 36.1367 | 10.49 | 0
3022 | 4.4437 | 199.5668 | 31.4441 | 10.29 | 0
3023 | 4.442 | 147.1132 | 30.9442 | 10.1 | 0
3024 | 3.2052 | 108.9033 | 25.297 | 9.9 | 0
3025 | 4.4254 | 112.6389 | 26.0294 | 9.85 | 0
3026 | 4.3957 | 137.4325 | 17.242 | 9.8 | 0
3027 | 4.395 | 137.9987 | 17.0519 | 9.74 | 0
3028 | 4.4232 | 208.2465 | 25.3737 | 10.76 | 0
3029 | 4.4313 | 286.6124 | 27.7628 | 11.78 | 39.2753
3030 | 5.673 | 288.4915 | 34.8401 | 12.8 | 176.7636
3031 | 4.4867 | 284.5442 | 44.155 | 14.82 | 388.8302
3032 | 4.4934 | 219.3825 | 46.125 | 16.83 | 599.0178
3033 | 4.484 | 195.0704 | 43.355 | 18.85 | 779.384
3034 | 4.4674 | 186.0817 | 38.4496 | 19.21 | 905.9261
3035 | 4.461 | 168.0622 | 36.5459 | 19.57 | 977.8552
3036 | 4.4753 | 167.5242 | 40.7686 | 19.92 | 968.4312
3037 | 4.4703 | 156.7684 | 39.3087 | 19.96 | 887.2266
3038 | 4.4618 | 147.5552 | 36.7859 | 19.99 | 748.8814
3039 | 3.23 | 140.6933 | 32.6562 | 20.03 | 560.4883
3040 | 4.4366 | 143.6885 | 29.3354 | 18.54 | 349.8587
3041 | 4.45 | 162.4495 | 33.2956 | 17.05 | 143.0841
3042 | 4.4395 | 180.9577 | 30.1945 | 15.56 | 31.0931
3043 | 4.4514 | 182.6271 | 33.7251 | 14.7 | 0
3044 | 4.4637 | 210.5762 | 37.345 | 13.84 | 0
3045 | 5.6608 | 217.433 | 31.2216 | 12.98 | 0
3046 | 4.4394 | 173.1477 | 30.1511 | 12.58 | 0
3047 | 4.4293 | 134.6382 | 27.18 | 12.17 | 0
3048 | 3.1726 | 122.1181 | 15.6804 | 11.77 | 0
3049 | 5.6142 | 124.9988 | 17.4509 | 11.47 | 0
3050 | 3.1816 | 121.8978 | 18.3229 | 11.16 | 0
3051 | 4.4104 | 139.1039 | 21.6014 | 10.85 | 0
3052 | 4.4271 | 207.7044 | 26.5327 | 11.91 | 0
3053 | 4.4415 | 334.877 | 30.7938 | 12.96 | 45.4031
3054 | 5.7063 | 381.7891 | 44.6906 | 14.02 | 172.558
3055 | 4.4832 | 377.6099 | 43.1126 | 15.85 | 286.4423
3056 | 4.4748 | 296.8778 | 40.6287 | 17.68 | 374.4404
3057 | 4.4655 | 267.9886 | 37.8745 | 19.51 | 224.4912
3058 | 4.4268 | 250.9382 | 26.441 | 19.73 | 162.747
3059 | 3.2113 | 221.4434 | 27.1253 | 19.95 | 265.0043
3060 | 5.6353 | 222.7232 | 23.7106 | 20.16 | 492.9742
3061 | 4.4132 | 198.2235 | 22.4311 | 20.11 | 561.0041
3062 | 4.42 | 185.3889 | 24.4305 | 20.06 | 555.5009
3063 | 4.4285 | 181.6274 | 26.9305 | 20.01 | 445.4011
3064 | 3.2379 | 172.091 | 34.9906 | 18.62 | 322.0774
3065 | 4.4587 | 182.4716 | 35.8686 | 17.23 | 144.7133
3066 | 4.4857 | 212.2143 | 43.8572 | 15.84 | 31.4502
3067 | 4.4884 | 242.888 | 44.6506 | 14.61 | 0
3068 | 5.7109 | 253.3834 | 46.0406 | 13.38 | 0
3069 | 4.4919 | 230.3611 | 45.6906 | 12.15 | 0
3070 | 4.4513 | 190.9761 | 33.6817 | 11.63 | 0
3071 | 4.4267 | 154.7924 | 26.4187 | 11.1 | 0
3072 | 3.1942 | 115.7048 | 22.0683 | 10.58 | 0
3073 | 5.6107 | 118.3541 | 16.4361 | 10.26 | 0
3074 | 3.1701 | 115.3347 | 14.9341 | 9.94 | 0
3075 | 4.3949 | 131.4683 | 17.0126 | 9.62 | 0
3076 | 4.4343 | 196.7124 | 28.6696 | 10.94 | 0
3077 | 4.43 | 316.6184 | 27.3796 | 12.26 | 48.2497
3078 | 5.6293 | 360.721 | 21.9198 | 13.58 | 181.4771
3079 | 4.4319 | 356.4917 | 27.9395 | 15.12 | 392.4911
3080 | 4.4382 | 281.0356 | 29.8096 | 16.67 | 602.2753
3081 | 4.4399 | 254.1334 | 30.3201 | 18.21 | 779.0826
3082 | 4.4351 | 237.9564 | 28.8909 | 18.4 | 908.092
3083 | 3.1995 | 210.36 | 23.6141 | 18.59 | 976.4943
3084 | 5.6041 | 211.5137 | 14.4641 | 18.77 | 964.1657
3085 | 4.3767 | 188.3508 | 11.6441 | 18.53 | 886.4901
3086 | 4.3802 | 176.3928 | 12.6541 | 18.3 | 751.0156
3087 | 4.387 | 172.6944 | 14.6605 | 18.06 | 562.6071
3088 | 3.2045 | 163.9168 | 25.0896 | 16.95 | 353.4079
3089 | 4.4144 | 173.7537 | 22.7795 | 15.84 | 147.0484
3090 | 4.4133 | 201.7125 | 22.4422 | 14.73 | 32.2122
3091 | 4.4712 | 230.4907 | 39.5721 | 13.64 | 0
3092 | 5.7048 | 240.5113 | 44.2521 | 12.56 | 0
3093 | 4.4878 | 219.0943 | 44.4721 | 11.47 | 0
3094 | 4.4603 | 181.7401 | 36.3571 | 11.02 | 0
3095 | 4.4241 | 146.946 | 25.6553 | 10.56 | 0
3096 | 3.2077 | 74.5728 | 26.0416 | 10.11 | 0
3097 | 5.6103 | 76.0748 | 16.3206 | 9.95 | 0
3098 | 3.1881 | 73.9196 | 20.2621 | 9.78 | 0
3099 | 4.3953 | 83.8839 | 17.1246 | 9.61 | 0
3100 | 4.4082 | 126.5675 | 20.9546 | 11.06 | 0
3101 | 4.4267 | 202.3373 | 26.4237 | 12.51 | 49.0384
3102 | 5.6874 | 229.8733 | 39.0956 | 13.96 | 183.2568
3103 | 4.4861 | 226.4543 | 43.9621 | 15.75 | 394.1265
3104 | 4.47 | 180.4854 | 39.2091 | 17.54 | 602.1661
3105 | 4.4497 | 164.3545 | 33.1966 | 19.33 | 779.0731
3106 | 4.4464 | 153.8713 | 32.2368 | 19.46 | 908.9771
3107 | 3.243 | 136.9833 | 36.4941 | 19.59 | 979.1335
3108 | 5.6679 | 137.5755 | 33.3441 | 19.72 | 972.0847
3109 | 4.4282 | 122.7757 | 26.8641 | 19.94 | 889.9955
3110 | 4.415 | 115.5894 | 22.9441 | 20.17 | 752.1383
3111 | 4.4254 | 112.8603 | 26.0372 | 20.39 | 563.7229
3112 | 3.2097 | 107.8659 | 26.6335 | 19.27 | 354.9372
3113 | 4.4727 | 114.2095 | 40.0021 | 18.16 | 149.4456
3114 | 4.4796 | 131.6592 | 42.0421 | 17.05 | 32.8159
3115 | 4.4805 | 149.4752 | 42.3021 | 15.93 | 0
3116 | 5.7018 | 156.1302 | 43.3621 | 14.81 | 0
3117 | 4.4821 | 143.3451 | 42.7921 | 13.69 | 0
3118 | 4.4458 | 119.1734 | 32.0587 | 13.07 | 0
3119 | 4.4221 | 95.4353 | 25.0601 | 12.44 | 0
3120 | 3.199 | 49.4259 | 23.4675 | 11.82 | 0
3121 | 4.3888 | 54.4787 | 15.203 | 11.68 | 0
3122 | 5.6045 | 57.48 | 14.5965 | 11.54 | 0
3123 | 3.1672 | 56.9626 | 14.091 | 11.39 | 0
3124 | 4.3881 | 85.2886 | 15.0074 | 12.48 | 0
3125 | 5.6113 | 178.5655 | 16.5908 | 13.57 | 47.9062
3126 | 4.3887 | 153.551 | 15.1769 | 14.66 | 180.2937
3127 | 4.3926 | 147.9497 | 16.3219 | 16.39 | 390.2291
3128 | 3.1925 | 102.6079 | 21.5711 | 18.13 | 604.6405
3129 | 4.4118 | 103.6915 | 22.0191 | 19.86 | 740.2212
3130 | 5.6208 | 108.2392 | 19.4161 | 19.75 | 872.0338
3131 | 4.3953 | 101.6888 | 17.1402 | 19.64 | 925.5487
3132 | 4.3723 | 93.9572 | 10.3352 | 19.52 | 924.7434
3133 | 3.1672 | 79.2005 | 14.0727 | 18.86 | 834.3982
3134 | 5.5927 | 80.8077 | 11.1127 | 18.2 | 714.0227
3135 | 4.3749 | 76.242 | 11.0927 | 17.54 | 538.6101
3136 | 3.1632 | 68.3644 | 12.9028 | 16.86 | 348.6114
3137 | 4.3998 | 73.4293 | 18.4464 | 16.18 | 150.1812
3138 | 4.4456 | 78.8535 | 31.996 | 15.51 | 33.3139
3139 | 4.4746 | 97.3725 | 40.5636 | 14.82 | 0
3140 | 5.6956 | 104.8178 | 41.5336 | 14.13 | 0
3141 | 4.4727 | 90.2131 | 40.0236 | 13.44 | 0
3142 | 4.4177 | 83.048 | 23.7466 | 13.32 | 0
3143 | 4.4028 | 65.4851 | 19.3596 | 13.21 | 0
3144 | 3.1658 | 47.1962 | 13.6707 | 13.09 | 0
3145 | 4.3767 | 52.0485 | 11.6362 | 13.02 | 0
3146 | 5.5934 | 54.9532 | 11.3246 | 12.94 | 0
3147 | 3.1527 | 54.4717 | 9.7878 | 12.86 | 0
3148 | 4.3656 | 81.5164 | 8.3417 | 13.25 | 0
3149 | 5.5837 | 171.1359 | 8.4316 | 13.63 | 48.7426
3150 | 4.3625 | 147.1729 | 7.4191 | 14.02 | 185.0803
3151 | 4.3715 | 141.5825 | 10.098 | 15.11 | 396.4703
3152 | 3.1523 | 98.004 | 9.6634 | 16.19 | 593.7855
3153 | 4.383 | 99.0343 | 13.5034 | 17.28 | 683.8336
3154 | 5.6026 | 103.4592 | 14.0434 | 17.74 | 730.9973
3155 | 4.3769 | 97.1728 | 11.6931 | 18.2 | 763.7224
3156 | 4.3545 | 89.7215 | 5.075 | 18.66 | 663.2337
3157 | 3.1101 | 75.5705 | -2.7996 | 18.63 | 628.379
3158 | 5.5416 | 77.1001 | -4.01 | 18.59 | 554.2112
3159 | 4.3416 | 72.7713 | 1.2428 | 18.56 | 348.3234
3160 | 3.1393 | 65.1929 | 5.8273 | 17.8 | 193.6529
3161 | 4.3748 | 70.0246 | 11.0558 | 17.04 | 58.3559
3162 | 4.3872 | 75.2125 | 14.7281 | 16.29 | 11.7117
3163 | 4.4201 | 93.0302 | 24.4477 | 15.65 | 0
3164 | 5.6794 | 100.1328 | 36.7279 | 15.01 | 0
3165 | 4.4471 | 86.0894 | 32.4386 | 14.37 | 0
3166 | 4.4367 | 79.2616 | 29.3601 | 14.28 | 0
3167 | 3.182 | 62.531 | 18.4434 | 14.19 | 0
3168 | 5.6196 | 111.486 | 19.0534 | 14.1 | 0
3169 | 4.383 | 105.6492 | 13.5034 | 14.08 | 0
3170 | 3.1708 | 91.363 | 15.1434 | 14.06 | 0
3171 | 4.3825 | 104.1867 | 13.3434 | 14.03 | 0
3172 | 4.3811 | 148.138 | 12.9334 | 14.21 | 0
3173 | 4.3946 | 199.0684 | 16.9139 | 14.38 | 34.6301
3174 | 5.6542 | 232.3566 | 29.2964 | 14.56 | 122.9105
3175 | 4.4649 | 218.2252 | 37.6949 | 14.93 | 334.3721
3176 | 4.4418 | 206.5409 | 30.866 | 15.29 | 534.8109
3177 | 3.2262 | 190.1148 | 31.5093 | 15.66 | 682.2233
3178 | 5.6705 | 199.5408 | 34.1075 | 15.72 | 674.9503
3179 | 4.462 | 164.3517 | 36.8569 | 15.78 | 780.7111
3180 | 4.453 | 164.2335 | 34.1757 | 15.83 | 810.5729
3181 | 3.2528 | 157.6903 | 39.3918 | 15.65 | 782.43
3182 | 5.6886 | 166.7514 | 39.447 | 15.46 | 668.207
3183 | 4.4668 | 157.9869 | 38.2773 | 15.28 | 529.2674
3184 | 4.4595 | 154.6103 | 36.1026 | 14.85 | 328.2739
3185 | 4.4381 | 148.5845 | 29.7848 | 14.42 | 142.1716
3186 | 3.2507 | 139.0849 | 38.7521 | 14 | 34.2078
3187 | 4.4726 | 158.2182 | 39.9821 | 13.81 | 0
3188 | 5.6873 | 161.7261 | 39.0721 | 13.63 | 0
3189 | 4.4637 | 161.4898 | 37.3421 | 13.44 | 0
3190 | 4.4405 | 137.6486 | 30.486 | 13.45 | 0
3191 | 3.2248 | 101.3985 | 31.119 | 13.47 | 0
3192 | 4.4239 | 233.0325 | 25.5922 | 13.48 | 0
3193 | 4.3915 | 239.7181 | 16.019 | 13.24 | 0
3194 | 4.3721 | 257.6982 | 10.269 | 13 | 0
3195 | 4.3633 | 299.4923 | 7.679 | 12.76 | 0
3196 | 4.381 | 458.5774 | 12.9068 | 13.15 | 0
3197 | 5.6391 | 621.6787 | 24.8268 | 13.53 | 35.4822
3198 | 3.255 | 531.4996 | 40.0445 | 13.92 | 173.475
3199 | 5.6966 | 579.9279 | 41.8221 | 14.22 | 376.6592
3200 | 4.467 | 495.2563 | 38.3258 | 14.51 | 548.2527
3201 | 4.4547 | 421.3333 | 34.6813 | 14.81 | 652.7937
3202 | 4.4387 | 405.1442 | 29.9669 | 14.61 | 619.7505
3203 | 4.4403 | 369.4091 | 30.445 | 14.41 | 451.2026
3204 | 4.4354 | 367.521 | 28.9872 | 14.2 | 287.4712
3205 | 4.4427 | 337.388 | 31.1463 | 14.43 | 175.4462
3206 | 4.447 | 335.7775 | 32.4011 | 14.66 | 255.13
3207 | 3.2301 | 322.4872 | 32.6699 | 14.89 | 342.7475
3208 | 4.4417 | 353.569 | 30.8449 | 14.43 | 278.1121
3209 | 4.4631 | 361.4082 | 37.1821 | 13.98 | 135.0724
3210 | 4.47 | 393.4468 | 39.2221 | 13.53 | 30.9674
3211 | 4.4754 | 406.1631 | 40.8021 | 13.34 | 0
3212 | 5.6929 | 408.0242 | 40.7221 | 13.16 | 0
3213 | 4.4589 | 407.9891 | 35.9292 | 12.98 | 0
3214 | 4.4458 | 338.2653 | 32.0449 | 13.05 | 0
3215 | 4.4398 | 272.6503 | 30.2834 | 13.12 | 0
3216 | 3.22 | 252.2671 | 29.6936 | 13.19 | 0
3217 | 4.4084 | 259.5801 | 20.999 | 13.22 | 0
3218 | 4.4142 | 285.0717 | 22.7247 | 13.25 | 0
3219 | 4.4067 | 307.0012 | 20.4925 | 13.27 | 0
3220 | 4.428 | 383.6359 | 26.7909 | 13.48 | 0
3221 | 4.4339 | 584.1267 | 28.5346 | 13.68 | 2.1572
3222 | 5.6885 | 719.3175 | 39.4168 | 13.89 | 19.9444
3223 | 4.4986 | 718.9722 | 47.6671 | 14.63 | 50.1283
3224 | 4.4991 | 637.8916 | 47.8227 | 15.38 | 102.3599
3225 | 4.4701 | 578.4897 | 39.2364 | 16.12 | 157.4836
3226 | 4.4338 | 512.8585 | 28.5048 | 16.95 | 198.1916
3227 | 4.4176 | 477.4798 | 23.709 | 17.77 | 223.3223
3228 | 4.405 | 450.7064 | 19.989 | 18.59 | 260.9353
3229 | 4.4042 | 430.3398 | 19.769 | 18.56 | 295.3674
3230 | 4.4165 | 398.2012 | 23.3965 | 18.52 | 259.8379
3231 | 3.2239 | 395.9198 | 30.8362 | 18.49 | 194.6176
3232 | 4.4492 | 400.3893 | 33.0533 | 17.59 | 133.1625
3233 | 4.4553 | 408.7135 | 34.8792 | 16.69 | 57.0235
3234 | 4.4681 | 450.2388 | 38.6518 | 15.79 | 16.699
3235 | 5.71 | 490.0869 | 45.777 | 14.91 | 0
3236 | 4.4647 | 475.1589 | 37.6421 | 14.03 | 0
3237 | 4.4655 | 454.7607 | 37.8921 | 13.15 | 0
3238 | 4.4684 | 372.8659 | 38.7421 | 12.54 | 0
3239 | 4.4384 | 285.824 | 29.8636 | 11.93 | 0
3240 | 3.2192 | 128.4461 | 29.4593 | 11.32 | 0
3241 | 5.6484 | 131.5087 | 27.5639 | 11.01 | 0
3242 | 3.2124 | 128.2803 | 27.4505 | 10.7 | 0
3243 | 4.4168 | 146.447 | 23.4877 | 10.38 | 0
3244 | 4.4132 | 218.5017 | 22.4063 | 10.31 | 0
3245 | 4.454 | 352.5044 | 34.4947 | 10.23 | 34.5922
3246 | 5.6637 | 401.9887 | 32.1021 | 10.15 | 146.4673
3247 | 4.4752 | 397.7033 | 40.7621 | 11 | 318.3902
3248 | 4.4705 | 312.3641 | 39.3594 | 11.86 | 477.3377
3249 | 4.4671 | 281.7858 | 38.3418 | 12.71 | 549.9705
3250 | 4.4654 | 263.861 | 37.8463 | 13.03 | 671.6351
3251 | 3.2487 | 232.695 | 38.1559 | 13.35 | 679.5874
3252 | 5.6735 | 234.0652 | 34.9958 | 13.66 | 583.6963
3253 | 4.451 | 208.2754 | 33.6059 | 13.57 | 482.8777
3254 | 4.4594 | 194.693 | 36.0882 | 13.49 | 384.615
3255 | 4.4576 | 190.7914 | 35.5592 | 13.4 | 308.0403
3256 | 3.234 | 180.6555 | 33.811 | 12.56 | 240.4078
3257 | 4.4547 | 191.5734 | 34.7021 | 11.73 | 70.3125
3258 | 4.477 | 222.948 | 41.2837 | 10.9 | 20.3672
3259 | 4.4583 | 255.3276 | 35.7421 | 10.09 | 0
3260 | 5.6581 | 266.3355 | 30.45 | 9.29 | 0
3261 | 4.4566 | 241.9583 | 35.2457 | 8.48 | 0
3262 | 4.4466 | 200.5478 | 32.3021 | 8.2 | 0
3263 | 3.1997 | 162.6979 | 23.689 | 7.93 | 0
3264 | 4.4066 | 334.644 | 20.469 | 7.65 | 0
3265 | 4.397 | 345.9511 | 17.619 | 7.22 | 0
3266 | 4.3892 | 383.5641 | 15.329 | 6.78 | 0
3267 | 4.3807 | 412.1642 | 12.8196 | 6.34 | 0
3268 | 4.3985 | 508.0157 | 18.0748 | 7.13 | 0
3269 | 4.4263 | 773.0234 | 26.2897 | 7.92 | 4.9692
3270 | 4.467 | 957.4653 | 38.3357 | 8.71 | 45.2592
3271 | 5.6913 | 964.0882 | 40.2521 | 9.62 | 189.2648
3272 | 4.4894 | 851.0898 | 44.9521 | 10.53 | 405.8115
3273 | 4.488 | 769.9552 | 44.5453 | 11.44 | 504.2745
3274 | 4.4721 | 678.556 | 39.8191 | 11.93 | 492.1496
3275 | 4.4645 | 630.7192 | 37.5872 | 12.41 | 437.5399
3276 | 4.4564 | 593.4612 | 35.1863 | 12.89 | 583.022
3277 | 4.4581 | 565.817 | 35.7023 | 12.87 | 498.4074
3278 | 4.4448 | 521.4807 | 31.7473 | 12.85 | 327.3984
3279 | 3.2246 | 517.8073 | 31.0326 | 12.83 | 271.4914
3280 | 4.4376 | 522.8191 | 29.6348 | 12 | 231.1275
3281 | 4.4585 | 532.087 | 35.8021 | 11.17 | 123.6892
3282 | 4.4685 | 587.4801 | 38.7821 | 10.34 | 41.806
3283 | 5.6934 | 640.3287 | 40.8821 | 9.43 | 0
3284 | 4.4491 | 617.1501 | 33.0429 | 8.52 | 0
3285 | 4.4386 | 590.6257 | 29.9225 | 7.61 | 0
3286 | 4.4964 | 483.9634 | 47.0066 | 7.24 | 0
3287 | 4.4367 | 373.7732 | 29.3635 | 6.87 | 0
3288 | 3.2064 | 293.6462 | 25.6602 | 6.5 | 0
3289 | 4.3991 | 302.9032 | 18.2617 | 6.15 | 0
3290 | 4.4119 | 334.3363 | 22.0505 | 5.79 | 0
3291 | 4.4223 | 359.6356 | 25.1153 | 5.43 | 0
3292 | 4.4225 | 446.1483 | 25.1714 | 6.54 | 0
3293 | 4.4168 | 679.0838 | 23.4845 | 7.65 | 55.6549
3294 | 4.4129 | 838.8162 | 22.3437 | 8.76 | 197.8522
3295 | 5.6526 | 841.6966 | 28.8145 | 10.05 | 405.4359
3296 | 4.4347 | 744.7942 | 28.7854 | 11.34 | 611.6001
3297 | 4.4344 | 674.5662 | 28.6968 | 12.63 | 784.5166
3298 | 4.4071 | 596.1595 | 20.6317 | 13.14 | 909.5082
3299 | 4.3908 | 554.558 | 15.7917 | 13.65 | 923.8968
3300 | 4.3842 | 522.5856 | 13.8617 | 14.16 | 811.2711
3301 | 4.3831 | 498.5876 | 13.5217 | 14.15 | 732.8375
3302 | 4.376 | 460.388 | 11.4117 | 14.15 | 609.6991
3303 | 3.158 | 457.4325 | 11.3617 | 14.14 | 557.7493
3304 | 4.3905 | 462.2099 | 15.7017 | 13.51 | 361.5763
3305 | 4.4272 | 471.0769 | 26.5499 | 12.88 | 163.0213
3306 | 4.4636 | 519.5563 | 37.322 | 12.25 | 44.0445
3307 | 5.679 | 565.9352 | 36.6159 | 11.33 | 0
3308 | 4.478 | 546.9937 | 41.5622 | 10.42 | 0
3309 | 4.479 | 523.4975 | 41.8822 | 9.51 | 0
3310 | 4.4717 | 429.0851 | 39.7222 | 9.21 | 0
3311 | 4.4473 | 330.2109 | 32.5151 | 8.92 | 0
3312 | 3.1999 | 233.5496 | 23.7475 | 8.62 | 0
3313 | 4.4038 | 239.9576 | 19.6308 | 8.66 | 0
3314 | 4.4012 | 262.701 | 18.8841 | 8.7 | 0
3315 | 4.3937 | 283.1141 | 16.6453 | 8.73 | 0
3316 | 4.3933 | 355.373 | 16.5502 | 9.91 | 0
3317 | 4.3978 | 541.2029 | 17.8744 | 11.08 | 56.3899
3318 | 5.6022 | 665.211 | 13.9229 | 12.26 | 200.1287
3319 | 4.386 | 663.2938 | 14.3793 | 13.65 | 406.0345
3320 | 4.3637 | 589.4568 | 7.7732 | 15.04 | 612.6976
3321 | 4.3655 | 534.9893 | 8.3106 | 16.43 | 786.077
3322 | 4.3655 | 475.2061 | 8.3078 | 16.93 | 889.7573
3323 | 4.3658 | 442.6567 | 8.395 | 17.42 | 900.8242
3324 | 4.3581 | 418.2628 | 6.1221 | 17.91 | 779.9417
3325 | 4.3619 | 399.5487 | 7.2691 | 17.85 | 677.1512
3326 | 4.3784 | 370.179 | 12.1419 | 17.78 | 449.988
3327 | 3.158 | 368.2129 | 11.3678 | 17.72 | 423.7045
3328 | 4.3808 | 372.5577 | 12.8535 | 16.98 | 287.0439
3329 | 4.3926 | 380.6646 | 16.3194 | 16.24 | 137.0995
3330 | 4.4249 | 419.0394 | 25.8906 | 15.5 | 32.3073
3331 | 5.6468 | 455.9335 | 27.1087 | 14.27 | 0
3332 | 4.4356 | 442.8748 | 29.0439 | 13.05 | 0
3333 | 4.4449 | 423.8695 | 31.7869 | 11.83 | 0
3334 | 4.4276 | 347.6055 | 26.6651 | 11.12 | 0
3335 | 4.4426 | 265.8318 | 31.1083 | 10.42 | 0
3336 | 4.4333 | 127.6886 | 28.3572 | 9.71 | 0
3337 | 4.4128 | 120.8763 | 22.3112 | 9.6 | 0
3338 | 3.1826 | 104.3097 | 18.6244 | 9.49 | 0
3339 | 4.3949 | 119.1232 | 17.0188 | 9.38 | 0
3340 | 4.4082 | 168.676 | 20.9413 | 10.83 | 0
3341 | 4.4084 | 225.9961 | 20.9916 | 12.27 | 46.4946
3342 | 5.6341 | 264.2846 | 23.3509 | 13.72 | 171.5685
3343 | 4.4181 | 248.1505 | 23.8546 | 15.43 | 401.7885
3344 | 4.4495 | 235.161 | 33.152 | 17.13 | 613.1789
3345 | 3.216 | 216.0475 | 28.4977 | 18.84 | 784.9561
3346 | 5.688 | 227.5276 | 39.2745 | 18.83 | 878.9698
3347 | 4.4795 | 186.589 | 42.0275 | 18.82 | 831.1424
3348 | 4.455 | 186.4902 | 34.7917 | 18.81 | 790.4912
3349 | 3.2011 | 179.3525 | 24.0847 | 17.84 | 608.7075
3350 | 5.6433 | 190.035 | 26.065 | 16.88 | 280.2755
3351 | 4.4303 | 180.0172 | 27.4871 | 15.91 | 276.6311
3352 | 4.451 | 175.9817 | 33.595 | 15.13 | 200.6297
3353 | 4.4526 | 168.6705 | 34.0679 | 14.36 | 103.0933
3354 | 3.238 | 157.0911 | 35.0203 | 13.59 | 33.4307
3355 | 4.4727 | 179.112 | 40.0166 | 13.07 | 0
3356 | 5.69 | 182.8785 | 39.8666 | 12.56 | 0
3357 | 4.4743 | 182.6809 | 40.4966 | 12.05 | 0
3358 | 4.4672 | 155.7386 | 38.3849 | 11.89 | 0
3359 | 4.4559 | 114.7463 | 35.0437 | 11.73 | 0
3360 | 3.2273 | 70.1461 | 31.8501 | 11.57 | 0
3361 | 4.416 | 73.7059 | 23.2481 | 11.66 | 0
3362 | 5.6308 | 87.8905 | 22.3641 | 11.74 | 0
3363 | 3.2065 | 86.263 | 25.6986 | 11.82 | 0
3364 | 4.4194 | 126.6082 | 24.2443 | 12.59 | 5.1561
3365 | 5.6599 | 167.3217 | 30.963 | 13.35 | 45.1412
3366 | 3.2516 | 142.3187 | 39.0218 | 14.12 | 190.6111
3367 | 5.7416 | 169.8116 | 55.1301 | 15.49 | 402.6467
3368 | 4.5095 | 128.5284 | 50.8945 | 16.85 | 614.5115
3369 | 4.4971 | 117.6704 | 47.2194 | 18.22 | 760.5922
3370 | 4.4817 | 113.1275 | 42.6609 | 18.39 | 778.0807
3371 | 3.2893 | 104.1533 | 50.1608 | 18.56 | 768.4161
3372 | 5.6996 | 104.5354 | 42.7106 | 18.72 | 712.9638
3373 | 4.4759 | 97.9829 | 40.9621 | 18.72 | 541.4786
3374 | 4.4604 | 96.1917 | 36.367 | 18.73 | 328.5559
3375 | 4.4543 | 88.0042 | 34.5669 | 18.73 | 259.6854
3376 | 3.2391 | 85.1592 | 35.3444 | 18 | 229.9588
3377 | 4.4735 | 96.3836 | 40.2401 | 17.28 | 109.9277
3378 | 5.7037 | 109.0805 | 43.9201 | 16.56 | 27.3842
3379 | 3.2837 | 107.2467 | 48.5301 | 15.21 | 0
3380 | 4.4997 | 126.2634 | 48.0048 | 13.87 | 0
3381 | 5.6931 | 128.7768 | 40.7753 | 12.53 | 0
3382 | 4.4469 | 107.559 | 32.3833 | 11.98 | 0
3383 | 4.4426 | 83.6615 | 31.1005 | 11.44 | 0
3384 | 3.1972 | 59.2614 | 22.9473 | 10.89 | 0
3385 | 4.4318 | 65.2506 | 27.9205 | 10.74 | 0
3386 | 5.635 | 68.7511 | 23.6159 | 10.59 | 0
3387 | 3.1831 | 68.0989 | 18.7846 | 10.44 | 0
3388 | 4.4014 | 102.0702 | 18.9393 | 12.03 | 7.4009
3389 | 5.6672 | 212.5168 | 33.1264 | 13.62 | 58.5614
3390 | 4.4647 | 182.7193 | 37.649 | 15.21 | 204.8505
3391 | 4.4705 | 176.6149 | 39.3725 | 17.11 | 409.0411
3392 | 3.2597 | 122.9636 | 41.4255 | 19.01 | 615.4011
3393 | 4.4766 | 124.2739 | 41.1663 | 20.91 | 786.9881
3394 | 5.6928 | 129.5185 | 40.7019 | 21.4 | 909.4817
3395 | 4.4741 | 121.7442 | 40.429 | 21.89 | 796.8293
3396 | 4.4628 | 112.6473 | 37.0905 | 22.38 | 693.6823
3397 | 3.225 | 95.1058 | 31.1596 | 22.63 | 704.9345
3398 | 5.6492 | 97.0456 | 27.7973 | 22.88 | 666.5533
3399 | 4.4195 | 91.4932 | 24.2773 | 23.13 | 481.1736
3400 | 3.196 | 82.1901 | 22.5973 | 21.9 | 268.86
3401 | 4.4128 | 88.2749 | 22.3073 | 20.67 | 96.7361
3402 | 4.4151 | 94.757 | 22.9773 | 19.45 | 21.9074
3403 | 4.4357 | 116.6225 | 29.0801 | 17.88 | 0
3404 | 5.6613 | 125.5661 | 31.3805 | 16.31 | 0
3405 | 4.4437 | 108.3022 | 31.4487 | 14.74 | 0
3406 | 4.4398 | 99.6755 | 30.285 | 14.27 | 0
3407 | 3.2087 | 78.5167 | 26.3321 | 13.79 | 0
3408 | 4.4218 | 79.0347 | 24.9664 | 13.32 | 0
3409 | 5.6275 | 80.6419 | 21.3881 | 12.98 | 0
3410 | 3.1788 | 78.3733 | 17.5164 | 12.64 | 0
3411 | 4.4027 | 88.9661 | 19.3019 | 12.29 | 0
3412 | 4.428 | 134.1564 | 26.7909 | 14 | 6.4527
3413 | 4.4441 | 214.5721 | 31.5629 | 15.7 | 52.1895
3414 | 5.682 | 243.8219 | 37.5094 | 17.41 | 160.0115
3415 | 4.5188 | 240.2499 | 53.6398 | 19.51 | 327.6549
3416 | 4.5076 | 191.3323 | 50.3412 | 21.62 | 374.8178
3417 | 4.4878 | 174.1463 | 44.4742 | 23.72 | 443.7919
3418 | 4.5004 | 163.0401 | 48.2051 | 24.35 | 594.214
3419 | 3.2649 | 145.0748 | 42.9451 | 24.97 | 655.0146
3420 | 5.7074 | 145.7137 | 45.021 | 25.59 | 759.2273
3421 | 4.4808 | 130.0188 | 42.4086 | 25.8 | 678.9628
3422 | 4.4817 | 122.3638 | 42.6783 | 26.02 | 573.818
3423 | 4.4879 | 119.4971 | 44.5029 | 26.23 | 510.6412
3424 | 3.2742 | 114.1545 | 45.7042 | 24.96 | 333.3988
3425 | 4.5115 | 120.8774 | 51.4769 | 23.7 | 161.0932
3426 | 4.5383 | 139.4136 | 59.3998 | 22.44 | 47.0618
3427 | 4.5484 | 158.3501 | 62.3998 | 21.36 | 0
3428 | 5.7427 | 165.3886 | 55.4498 | 20.28 | 0
3429 | 4.4965 | 151.7627 | 47.0389 | 19.2 | 0
3430 | 4.494 | 126.1519 | 46.3154 | 18.45 | 0
3431 | 4.4499 | 101.0913 | 33.2556 | 17.7 | 0
3432 | 3.2307 | 47.5748 | 32.8368 | 16.95 | 0
3433 | 4.437 | 52.4585 | 29.462 | 16.21 | 0
3434 | 5.631 | 55.3759 | 22.4381 | 15.47 | 0
3435 | 3.2086 | 54.8871 | 26.3246 | 14.73 | 0
3436 | 4.4376 | 82.1497 | 29.646 | 15.92 | 7.8328
3437 | 5.6696 | 172.3375 | 33.8409 | 17.1 | 59.8969
3438 | 4.473 | 148.2033 | 40.0898 | 18.28 | 206.8006
3439 | 4.5201 | 142.6342 | 54.0098 | 20.21 | 411.6425
3440 | 3.325 | 98.7833 | 60.7398 | 22.15 | 615.827
3441 | 4.5574 | 99.8231 | 65.0498 | 24.08 | 787.795
3442 | 5.7672 | 104.261 | 62.6798 | 24.7 | 904.6918
3443 | 4.5502 | 97.9327 | 62.9076 | 25.32 | 924.0245
3444 | 4.5098 | 90.4404 | 50.9802 | 25.94 | 893.5193
3445 | 3.265 | 76.1923 | 42.9752 | 25.57 | 751.8411
3446 | 5.6919 | 77.7356 | 40.4429 | 25.19 | 728.309
3447 | 4.4708 | 73.3636 | 39.4551 | 24.82 | 568.3161
3448 | 3.2495 | 65.7397 | 38.4135 | 23.46 | 362.3825
3449 | 4.4753 | 70.6115 | 40.7646 | 22.1 | 162.0635
3450 | 4.4805 | 75.8387 | 42.3153 | 20.75 | 46.3778
3451 | 4.478 | 93.7627 | 41.5795 | 19.11 | 0
3452 | 5.6945 | 100.9241 | 41.1898 | 17.48 | 0
3453 | 4.473 | 86.7948 | 40.0898 | 15.84 | 0
3454 | 4.4786 | 79.9083 | 41.7535 | 15.18 | 0
3455 | 4.451 | 63.0326 | 33.6034 | 14.52 | 0
3456 | 3.2344 | 48.5083 | 33.9472 | 13.86 | 0
3457 | 4.445 | 53.482 | 31.8294 | 13.04 | 0
3458 | 5.6611 | 56.4485 | 31.3236 | 12.22 | 0
3459 | 3.2228 | 55.9474 | 30.5147 | 11.39 | 0
3460 | 4.4378 | 83.7457 | 29.701 | 11.76 | 3.8331
3461 | 5.6548 | 175.5864 | 29.4678 | 12.13 | 31.4574
3462 | 4.4372 | 150.9949 | 29.5283 | 12.5 | 133.6475
3463 | 4.4368 | 145.3678 | 29.3822 | 13.42 | 323.7823
3464 | 3.2082 | 100.7164 | 26.2046 | 14.34 | 501.1459
3465 | 4.4488 | 101.7775 | 32.9558 | 15.26 | 672.9373
3466 | 5.6684 | 106.285 | 33.4688 | 15.52 | 907.8284
3467 | 4.4397 | 99.8392 | 30.2476 | 15.78 | 982.9676
3468 | 4.4178 | 92.2145 | 23.7681 | 16.03 | 970.0214
3469 | 3.1915 | 77.6995 | 21.2657 | 16.76 | 897.781
3470 | 5.6413 | 79.2741 | 25.4612 | 17.49 | 761.933
3471 | 4.4263 | 74.8098 | 26.293 | 18.22 | 579.9621
3472 | 3.2128 | 67.0482 | 27.5544 | 17.64 | 375.7063
3473 | 4.436 | 72.0166 | 29.1722 | 17.07 | 174.8201
3474 | 4.4165 | 77.3446 | 23.3907 | 16.5 | 48.4633
3475 | 4.4244 | 95.5918 | 25.7186 | 15.64 | 0
3476 | 5.6411 | 102.8952 | 25.4232 | 14.79 | 0
3477 | 4.449 | 88.5093 | 32.9982 | 13.94 | 0
3478 | 4.4509 | 81.4848 | 33.5651 | 13.71 | 0
3479 | 3.1946 | 64.2694 | 22.1658 | 13.47 | 0
3480 | 4.4215 | 73.7436 | 24.8829 | 13.24 | 0
3481 | 5.6123 | 75.2262 | 16.9008 | 13.06 | 0
3482 | 3.1781 | 73.0922 | 17.294 | 12.87 | 0
3483 | 4.3818 | 82.9399 | 13.1408 | 12.68 | 0
3484 | 4.3824 | 125.1572 | 13.3108 | 13.38 | 7.9937
3485 | 4.3843 | 200.0645 | 13.8908 | 14.07 | 60.5648
3486 | 5.5843 | 227.2826 | 8.6185 | 14.77 | 208.4201
3487 | 4.3684 | 223.8924 | 9.1664 | 16.28 | 412.5235
3488 | 4.3788 | 178.4699 | 12.2377 | 17.78 | 616.8908
3489 | 4.3889 | 162.5343 | 15.2388 | 19.29 | 787.8194
3490 | 4.3733 | 152.167 | 10.631 | 19.97 | 912.7153
3491 | 3.1931 | 135.4786 | 21.7422 | 20.65 | 982.8144
3492 | 5.6195 | 136.0623 | 19.0289 | 21.32 | 979.9982
3493 | 4.3679 | 121.4288 | 9.0169 | 21.49 | 881.5304
3494 | 4.3966 | 114.3293 | 17.5135 | 21.67 | 735.9186
3495 | 4.3658 | 111.6259 | 8.4018 | 21.84 | 563.8048
3496 | 3.1764 | 106.6958 | 16.8078 | 21.03 | 357.5326
3497 | 4.3849 | 112.969 | 14.0608 | 20.22 | 174.1283
3498 | 4.4189 | 130.2171 | 24.0908 | 19.41 | 49.0735
3499 | 4.4306 | 147.8253 | 27.5781 | 18.37 | 0
3500 | 5.6706 | 154.4089 | 34.1214 | 17.33 | 0
3501 | 4.4385 | 141.7794 | 29.9063 | 16.29 | 0
3502 | 4.4413 | 117.8752 | 30.7399 | 15.98 | 0
3503 | 3.1971 | 94.3837 | 22.9083 | 15.68 | 0
3504 | 5.6188 | 100.984 | 18.83 | 15.37 | 0
3505 | 4.3853 | 95.7566 | 14.1738 | 14.38 | 0
3506 | 3.1906 | 82.9117 | 20.9889 | 13.39 | 0
3507 | 4.3946 | 94.4685 | 16.9249 | 12.39 | 0
3508 | 4.4105 | 134.6477 | 21.6205 | 13.77 | 2.785
3509 | 4.4118 | 181.2545 | 22.0127 | 15.14 | 22.2955
3510 | 5.6779 | 211.3309 | 36.2882 | 16.51 | 71.9173
3511 | 4.4897 | 198.5068 | 45.0276 | 18.06 | 142.3092
3512 | 4.4963 | 187.7391 | 46.9871 | 19.6 | 227.6222
3513 | 3.2874 | 173.0009 | 49.6066 | 21.15 | 180.8165
3514 | 5.7308 | 181.2185 | 51.9405 | 21.79 | 159.208
3515 | 4.5061 | 149.6418 | 49.8698 | 22.43 | 106.4622
3516 | 4.4862 | 149.5177 | 44.0045 | 23.07 | 123.6658
3517 | 3.2902 | 143.4238 | 50.4464 | 23.27 | 189.9883
3518 | 5.7293 | 151.4888 | 51.4913 | 23.48 | 234.8003
3519 | 4.5031 | 143.5403 | 48.9829 | 23.68 | 210.4388
3520 | 4.4962 | 140.5606 | 46.9706 | 22.57 | 106.2472
3521 | 4.4917 | 135.2943 | 45.6363 | 21.47 | 33.5998
3522 | 3.2811 | 127.0171 | 47.7476 | 20.37 | 14.1361
3523 | 4.5045 | 144.2979 | 49.4076 | 19.55 | 0
3524 | 5.7107 | 147.5931 | 45.9876 | 18.74 | 0
3525 | 4.5046 | 147.3448 | 49.4476 | 17.92 | 0
3526 | 4.5087 | 125.5791 | 50.6576 | 17.3 | 0
3527 | 4.4454 | 92.4972 | 31.953 | 16.68 | 0
3528 | 3.2322 | 71.7844 | 33.286 | 16.06 | 0
3529 | 4.4432 | 74.0348 | 31.2907 | 15.7 | 0
3530 | 4.4369 | 88.9767 | 29.4153 | 15.33 | 0
3531 | 4.436 | 89.6772 | 29.1471 | 14.96 | 0
3532 | 4.4371 | 136.0653 | 29.4906 | 16.27 | 0
3533 | 4.444 | 188.1232 | 31.5226 | 17.58 | 4.7987
3534 | 5.6859 | 190.4679 | 38.6676 | 18.89 | 21.1272
3535 | 4.5169 | 187.3379 | 53.0776 | 20.59 | 51.9719
3536 | 4.4975 | 146.1461 | 47.338 | 22.28 | 93.8482
3537 | 4.4804 | 130.9929 | 42.2878 | 23.98 | 137.6893
3538 | 4.4721 | 124.7443 | 39.839 | 23.8 | 171.6544
3539 | 4.4665 | 113.1915 | 38.1693 | 23.62 | 214.5501
3540 | 4.4482 | 112.7949 | 32.7702 | 23.44 | 198.3347
3541 | 4.4473 | 105.3066 | 32.5007 | 23.56 | 192.9705
3542 | 4.4589 | 99.5375 | 35.9334 | 23.68 | 245.062
3543 | 3.2398 | 94.9039 | 35.5413 | 23.8 | 280.3976
3544 | 4.4743 | 96.8759 | 40.4771 | 22.86 | 200.9094
3545 | 4.4923 | 108.8181 | 45.8014 | 21.93 | 101.7212
3546 | 4.5223 | 120.9356 | 54.6772 | 21 | 27.4153
3547 | 4.4857 | 122.6225 | 43.8593 | 20.07 | 0
3548 | 4.4816 | 140.3624 | 42.6276 | 19.15 | 0
3549 | 5.6982 | 144.4416 | 42.2876 | 18.22 | 0
3550 | 4.4909 | 115.5875 | 45.3876 | 17.45 | 0
3551 | 4.432 | 89.4651 | 27.992 | 16.67 | 0
3552 | 3.2319 | 75.5647 | 33.1949 | 15.9 | 0
3553 | 5.6673 | 77.1047 | 33.1641 | 15.89 | 0
3554 | 3.223 | 74.9391 | 30.5711 | 15.87 | 0
3555 | 4.4221 | 85.0738 | 25.0535 | 15.85 | 0
3556 | 4.4403 | 128.2698 | 30.4358 | 17.02 | 7.3693
3557 | 4.4475 | 205.1795 | 32.5655 | 18.18 | 58.6854
3558 | 5.6774 | 233.1595 | 36.1376 | 19.35 | 210.5245
3559 | 4.4946 | 229.7556 | 46.4776 | 21.02 | 407.6393
3560 | 4.5084 | 182.9424 | 50.5688 | 22.7 | 610.943
3561 | 4.5755 | 166.4913 | 70.3976 | 24.37 | 782.5237
3562 | 4.5485 | 155.8737 | 62.425 | 24.36 | 855.7186
3563 | 3.3339 | 138.6825 | 63.3515 | 24.35 | 858.282
3564 | 5.7233 | 139.2958 | 49.6997 | 24.33 | 931.6326
3565 | 4.5207 | 124.2879 | 54.2101 | 24.6 | 888.7508
3566 | 4.5005 | 116.9605 | 48.2329 | 24.87 | 753.0021
3567 | 4.5099 | 114.2253 | 51.007 | 25.14 | 584.7149
3568 | 3.2852 | 109.1065 | 48.968 | 24.08 | 375.8354
3569 | 4.5065 | 115.5342 | 50.0114 | 23.03 | 167.5034
3570 | 4.5158 | 133.2658 | 52.7396 | 21.98 | 51.1825
3571 | 4.5102 | 151.3828 | 51.0808 | 20.78 | 0
3572 | 5.7266 | 158.1091 | 50.6895 | 19.59 | 0
3573 | 4.5183 | 145.0649 | 53.5017 | 18.4 | 0
3574 | 4.4978 | 120.5801 | 47.4296 | 18.29 | 0
3575 | 4.5038 | 96.6411 | 49.2016 | 18.17 | 0
3576 | 3.2439 | 60.3293 | 36.7392 | 18.06 | 0
3577 | 4.4585 | 66.3885 | 35.8018 | 17.44 | 0
3578 | 5.6735 | 69.898 | 34.9851 | 16.82 | 0
3579 | 3.2309 | 69.2167 | 32.9026 | 16.2 | 0
3580 | 4.4505 | 103.8049 | 33.4479 | 17.56 | 8.4001
3581 | 5.6627 | 215.4769 | 31.7837 | 18.91 | 62.0399
3582 | 4.4578 | 185.2495 | 35.615 | 20.26 | 211.3926
3583 | 4.4632 | 179.371 | 37.1986 | 21.86 | 413.9917
3584 | 3.2665 | 125.1448 | 43.4389 | 23.46 | 616.4792
3585 | 4.4791 | 126.4849 | 41.8956 | 25.06 | 786.3056
3586 | 5.6967 | 131.7096 | 41.8435 | 25.85 | 912.2285
3587 | 4.4787 | 123.8389 | 41.7877 | 26.64 | 981.4332
3588 | 4.4792 | 114.6734 | 41.9224 | 27.43 | 980.5525
3589 | 3.2557 | 96.8991 | 40.236 | 27.33 | 903.5303
3590 | 5.6761 | 98.8809 | 35.7588 | 27.22 | 764.3375
3591 | 4.4537 | 93.1854 | 34.3986 | 27.12 | 585.8379
3592 | 3.2341 | 83.7928 | 33.8536 | 26.29 | 382.6528
3593 | 4.4711 | 89.9938 | 39.5464 | 25.47 | 182.9197
3594 | 4.4764 | 96.581 | 41.1136 | 24.65 | 51.9728
3595 | 4.4807 | 118.6543 | 42.3624 | 23.39 | 0
3596 | 5.6897 | 127.7684 | 39.7812 | 22.13 | 0
3597 | 4.4626 | 110.329 | 37.0343 | 20.87 | 0
3598 | 4.4621 | 101.5272 | 36.8615 | 19.78 | 0
3599 | 4.4158 | 79.9318 | 23.1774 | 18.7 | 0
3600 | 3.1943 | 67.183 | 22.0998 | 17.61 | 0
3601 | 5.6154 | 68.518 | 17.8198 | 17.39 | 0
3602 | 3.1753 | 66.5578 | 16.4685 | 17.17 | 0
3603 | 4.3799 | 75.4962 | 12.5664 | 16.95 | 0
3604 | 4.3827 | 114.0062 | 13.3911 | 17.79 | 8.5151
3605 | 4.3948 | 182.1336 | 16.9696 | 18.62 | 62.6415
3606 | 5.6748 | 206.8623 | 35.385 | 19.46 | 211.7192
3607 | 4.4823 | 203.7206 | 42.8395 | 20.39 | 415.012
3608 | 4.4854 | 162.5431 | 43.7695 | 21.31 | 617.126
3609 | 4.4882 | 148.1176 | 44.5795 | 22.24 | 780.4154
3610 | 4.4854 | 138.6683 | 43.7595 | 22.18 | 875.3281
3611 | 3.266 | 123.5334 | 43.2823 | 22.12 | 924.3911
3612 | 5.6906 | 124.0535 | 40.0387 | 22.05 | 872.3505
3613 | 4.4542 | 110.7317 | 34.5304 | 21.57 | 850.8723
3614 | 4.4397 | 104.3037 | 30.2528 | 21.08 | 668.1918
3615 | 4.4333 | 101.8144 | 28.3504 | 20.6 | 536.676
3616 | 3.2189 | 97.3737 | 29.3467 | 19.88 | 302.1403
3617 | 4.4561 | 103.089 | 35.1107 | 19.16 | 150.5279
3618 | 4.4745 | 118.759 | 40.5424 | 18.45 | 41.7248
3619 | 4.4718 | 134.7447 | 39.7395 | 17.7 | 5.4465
3620 | 5.6899 | 140.7576 | 39.8495 | 16.96 | 0
3621 | 4.472 | 129.3297 | 39.7895 | 16.22 | 0
3622 | 4.4688 | 107.5447 | 38.8695 | 15.67 | 0
3623 | 4.4428 | 86.0426 | 31.1722 | 15.12 | 0
3624 | 3.2428 | 62.6174 | 36.4319 | 14.57 | 0
3625 | 4.46 | 68.9262 | 36.2465 | 14.81 | 0
3626 | 5.6683 | 72.5971 | 33.4409 | 15.04 | 0
3627 | 3.2291 | 71.899 | 32.3825 | 15.27 | 0
3628 | 4.4389 | 107.7966 | 30.0139 | 15.64 | 4.0996
3629 | 5.6377 | 224.1034 | 24.4062 | 16.01 | 36.3362
3630 | 4.4265 | 192.6736 | 26.3623 | 16.38 | 123.2503
3631 | 4.4642 | 186.3967 | 37.487 | 16.75 | 223.7069
3632 | 3.2715 | 129.9092 | 44.9148 | 17.12 | 198.0042
3633 | 4.4721 | 131.297 | 39.841 | 17.49 | 260.7034
3634 | 5.6827 | 136.7795 | 37.7166 | 17.47 | 495.8414
3635 | 4.4549 | 128.5875 | 34.7605 | 17.44 | 651.7317
3636 | 4.4579 | 119.0246 | 35.6228 | 17.41 | 694.2763
3637 | 3.2302 | 100.5327 | 32.7141 | 18.02 | 668.8815
3638 | 5.6467 | 102.586 | 27.0641 | 18.64 | 470.9553
3639 | 4.4029 | 96.6969 | 19.3636 | 19.25 | 349.9959
3640 | 3.1852 | 86.9073 | 19.399 | 18.49 | 220.7464
3641 | 4.4241 | 93.34 | 25.6479 | 17.74 | 117.6458
3642 | 4.4588 | 100.1832 | 35.9034 | 16.99 | 34.7476
3643 | 4.4468 | 123.1909 | 32.352 | 16.08 | 4.2261
3644 | 5.6521 | 132.6458 | 28.6625 | 15.18 | 0
3645 | 4.4153 | 114.4741 | 23.0534 | 14.28 | 0
3646 | 4.4235 | 105.3488 | 25.4726 | 14.22 | 0
3647 | 3.1793 | 82.9633 | 17.6659 | 14.17 | 0
3648 | 4.3677 | 86.3929 | 8.9841 | 14.11 | 0
3649 | 5.5553 | 88.1916 | 0.03405 | 13.55 | 0
3650 | 3.1166 | 85.7544 | -0.86595 | 12.99 | 0
3651 | 4.3372 | 97.4219 | -0.03595 | 12.43 | 0
3652 | 4.3496 | 146.6903 | 3.6041 | 13.73 | 1.2682
3653 | 4.3376 | 234.9008 | 0.08405 | 15.02 | 12.5704
3654 | 5.5584 | 267.0549 | 0.97405 | 16.32 | 28.532
3655 | 4.3508 | 263.2918 | 3.9741 | 17.14 | 109.4363
3656 | 4.3515 | 209.2768 | 4.1697 | 17.96 | 210.1145
3657 | 4.3493 | 190.2445 | 3.524 | 18.79 | 340.549
3658 | 4.3545 | 178.116 | 5.0578 | 19.14 | 423.0475
3659 | 3.1323 | 158.2949 | 3.759 | 19.5 | 455.9969
3660 | 5.3827 | 159.0242 | -50.9717 | 19.86 | 305.137
3661 | 4.1676 | 141.8418 | -50.1889 | 19.49 | 219.6149
3662 | 4.322 | 133.3679 | -4.5257 | 19.13 | 259.9246
3663 | 4.3397 | 130.3048 | 0.69346 | 18.77 | 152.1224
3664 | 3.0986 | 124.3296 | -6.1931 | 18.27 | 90.1835
3665 | 4.3764 | 131.6777 | 11.552 | 17.78 | 55.086
3666 | 4.3901 | 152.0558 | 15.5841 | 17.28 | 21.4114
3667 | 4.4238 | 172.9045 | 25.5542 | 16.41 | 2.1552
3668 | 5.6223 | 180.5583 | 19.8463 | 15.55 | 0
3669 | 4.4431 | 165.4561 | 31.2577 | 14.68 | 0
3670 | 4.4347 | 137.4807 | 28.7786 | 14.23 | 0
3671 | 3.1861 | 110.3546 | 19.6723 | 13.78 | 0
3672 | 5.5836 | 127.3431 | 8.4041 | 13.32 | 0
3673 | 4.3637 | 120.552 | 7.7741 | 13.06 | 0
3674 | 3.1406 | 104.0346 | 6.2141 | 12.8 | 0
3675 | 4.3538 | 118.8053 | 4.8641 | 12.53 | 0
3676 | 4.3657 | 168.2411 | 8.3653 | 13.65 | 3.3261
3677 | 4.3897 | 225.4281 | 15.4831 | 14.78 | 27.8148
3678 | 5.633 | 263.6095 | 23.028 | 15.9 | 111.673
3679 | 4.4652 | 247.5179 | 37.778 | 16.67 | 291.7144
3680 | 4.4731 | 234.555 | 40.128 | 17.45 | 449.1543
3681 | 3.2409 | 215.4997 | 35.8684 | 18.23 | 591.8482
3682 | 5.6796 | 226.9339 | 36.7861 | 18.69 | 715.8789
3683 | 4.4786 | 186.1199 | 41.7441 | 19.15 | 766.9457
3684 | 4.4571 | 186.0206 | 35.3923 | 19.61 | 767.3892
3685 | 3.2261 | 178.8944 | 31.4877 | 19.49 | 759.1346
3686 | 5.6587 | 189.5414 | 30.6024 | 19.37 | 601.562
3687 | 4.4291 | 179.5503 | 27.1143 | 19.26 | 497.4199
3688 | 4.4237 | 175.5294 | 25.5296 | 18.9 | 193.1328
3689 | 4.4517 | 168.2468 | 33.8074 | 18.55 | 76.3801
3690 | 3.2547 | 156.7139 | 39.9537 | 18.2 | 13.5122
3691 | 4.4783 | 178.673 | 41.6675 | 17.64 | 0.90582
3692 | 5.6943 | 182.4348 | 41.1528 | 17.08 | 0
3693 | 4.4813 | 182.2361 | 42.5458 | 16.52 | 0
3694 | 4.4807 | 155.3588 | 42.3637 | 15.44 | 0
3695 | 4.4489 | 114.466 | 32.9687 | 14.36 | 0
3696 | 3.2106 | 64.5144 | 26.9174 | 13.28 | 0
3697 | 4.4122 | 67.7905 | 22.135 | 13.46 | 0
3698 | 5.6218 | 80.872 | 19.6988 | 13.64 | 0
3699 | 3.2131 | 79.3778 | 27.6474 | 13.82 | 0
3700 | 4.4433 | 116.483 | 31.3263 | 14.7 | 6.2697
3701 | 5.6748 | 153.9301 | 35.3702 | 15.58 | 54.2653
3702 | 3.2436 | 130.9291 | 36.658 | 16.46 | 195.5736
3703 | 5.7235 | 156.2032 | 49.758 | 17.01 | 406.7256
3704 | 4.5308 | 118.1815 | 57.178 | 17.56 | 614.2527
3705 | 4.5007 | 108.1668 | 48.298 | 18.11 | 776.1683
3706 | 4.4728 | 103.9948 | 40.052 | 18.58 | 910.9574
3707 | 3.2473 | 95.7303 | 37.7666 | 19.05 | 870.9422
3708 | 5.672 | 96.0813 | 34.5321 | 19.52 | 782.7357
3709 | 4.4452 | 90.0641 | 31.8886 | 19.98 | 564.528
3710 | 4.4336 | 88.406 | 28.4576 | 20.44 | 440.0148
3711 | 4.4324 | 80.8835 | 28.1085 | 20.9 | 412.4791
3712 | 3.2321 | 78.2644 | 33.2662 | 20.41 | 159.3007
3713 | 4.4764 | 88.5947 | 41.1135 | 19.93 | 77.2727
3714 | 5.7005 | 100.2862 | 42.9629 | 19.45 | 36.0673
3715 | 3.2608 | 98.5876 | 41.74 | 18.88 | 4.1571
3716 | 4.4723 | 116.0934 | 39.9003 | 18.32 | 0
3717 | 5.6852 | 118.4197 | 38.463 | 17.75 | 0
3718 | 4.4823 | 98.8866 | 42.8601 | 16.54 | 0
3719 | 3.2371 | 76.9245 | 34.7545 | 15.34 | 0
3720 | 4.428 | 111.3018 | 26.7973 | 14.13 | 0
3721 | 5.6456 | 113.8377 | 26.7543 | 14.12 | 0
3722 | 3.2109 | 110.9202 | 27.0057 | 14.11 | 0
3723 | 4.4488 | 126.4132 | 32.938 | 14.09 | 0
3724 | 4.4532 | 189.2135 | 34.2587 | 15.51 | 8.3634
3725 | 4.4531 | 304.4636 | 34.2177 | 16.93 | 63.5902
3726 | 5.6991 | 346.8333 | 42.548 | 18.35 | 206.732
3727 | 4.5232 | 342.7222 | 54.938 | 19.16 | 401.7047
3728 | 4.5245 | 270.3015 | 55.3258 | 19.97 | 550.7407
3729 | 4.4893 | 244.4975 | 44.9185 | 20.78 | 681.7202
3730 | 4.4754 | 228.9325 | 40.8191 | 21.34 | 858.5363
3731 | 3.244 | 202.4416 | 36.7875 | 21.9 | 800.5376
3732 | 5.6402 | 203.5421 | 25.1388 | 22.47 | 789.8988
3733 | 4.4355 | 181.2685 | 29.0034 | 22.18 | 873.1511
3734 | 4.435 | 169.7977 | 28.8732 | 21.89 | 757.6052
3735 | 4.4339 | 166.2188 | 28.5373 | 21.6 | 568.3918
3736 | 3.2484 | 157.816 | 38.0766 | 20.83 | 365.3235
3737 | 4.4528 | 167.2788 | 34.121 | 20.07 | 179.035
3738 | 4.4852 | 194.1386 | 43.693 | 19.3 | 55.2314
3739 | 4.477 | 221.7765 | 41.2876 | 18.8 | 7.5802
3740 | 5.7034 | 231.428 | 43.8386 | 18.31 | 0
3741 | 4.4732 | 210.8886 | 40.1526 | 17.81 | 0
3742 | 4.4529 | 174.95 | 34.1421 | 16.91 | 0
3743 | 3.2207 | 141.399 | 29.8838 | 16.01 | 0
3744 | 4.4454 | 155.522 | 31.9488 | 15.11 | 0
3745 | 4.4387 | 158.7759 | 29.9531 | 15.09 | 0
3746 | 4.4454 | 171.5256 | 31.9246 | 15.07 | 0
3747 | 4.4443 | 185.4282 | 31.6161 | 15.04 | 0
3748 | 4.4497 | 237.2095 | 33.2173 | 15.75 | 4.5294
3749 | 4.4519 | 361.5556 | 33.8711 | 16.46 | 39.1868
3750 | 5.6864 | 440.913 | 38.8112 | 17.17 | 148.2413
3751 | 4.489 | 435.1695 | 44.8312 | 17.83 | 292.3125
3752 | 4.4777 | 389.4334 | 41.477 | 18.49 | 465.62
3753 | 4.4518 | 354.6363 | 33.8333 | 19.16 | 576.9929
3754 | 4.4494 | 317.5618 | 33.1193 | 19.21 | 732.1319
3755 | 4.4243 | 296.4581 | 25.6966 | 19.27 | 850.7678
3756 | 4.4123 | 281.3128 | 22.1686 | 19.33 | 872.287
3757 | 4.4283 | 269.2465 | 26.8886 | 20.3 | 686.5062
3758 | 4.4366 | 250.7633 | 29.3361 | 21.27 | 701.0006
3759 | 3.2283 | 249.8622 | 32.1376 | 22.25 | 551.5898
3760 | 4.4448 | 253.334 | 31.7658 | 21.58 | 338.0038
3761 | 4.4573 | 259.8518 | 35.4438 | 20.92 | 154.5779
3762 | 4.4801 | 285.2116 | 42.2012 | 20.25 | 38.0454
3763 | 5.7211 | 309.787 | 49.0612 | 19.09 | 4.0847
3764 | 4.515 | 303.2207 | 52.5012 | 17.92 | 0
3765 | 4.5016 | 290.2277 | 48.5612 | 16.76 | 0
3766 | 4.467 | 238.1973 | 38.3234 | 16.34 | 0
3767 | 4.447 | 180.4162 | 32.4154 | 15.92 | 0
3768 | 3.227 | 120.9037 | 31.7477 | 15.5 | 0
3769 | 5.6549 | 123.7232 | 29.5009 | 15.25 | 0
3770 | 3.1989 | 120.62 | 23.4368 | 14.99 | 0
3771 | 4.4184 | 137.5863 | 23.9682 | 14.73 | 0
3772 | 4.4313 | 205.6048 | 27.7706 | 16.1 | 8.8005
3773 | 4.4372 | 331.2737 | 29.5019 | 17.46 | 64.4638
3774 | 5.6868 | 377.5787 | 38.9112 | 18.83 | 214.6764
3775 | 4.5048 | 373.3315 | 49.5012 | 19.79 | 414.401
3776 | 4.4906 | 293.8235 | 45.2938 | 20.75 | 615.9927
3777 | 4.4683 | 265.4126 | 38.7104 | 21.72 | 788.4558
3778 | 4.4648 | 248.5229 | 37.6783 | 22.24 | 892.5614
3779 | 3.2674 | 219.4634 | 43.6948 | 22.77 | 910.8494
3780 | 5.6629 | 220.7065 | 31.8438 | 23.3 | 818.5265
3781 | 4.4325 | 196.4708 | 28.138 | 22.74 | 720.7886
3782 | 4.4344 | 183.8463 | 28.687 | 22.19 | 540.0641
3783 | 4.4419 | 180.0675 | 30.8981 | 21.64 | 399.2087
3784 | 3.226 | 170.7308 | 31.4561 | 20.89 | 317.7776
3785 | 4.4494 | 181.0088 | 33.1316 | 20.15 | 130.0842
3786 | 4.461 | 210.3655 | 36.5512 | 19.41 | 40.2699
3787 | 4.4652 | 240.6184 | 37.7912 | 18.11 | 5.3954
3788 | 5.6819 | 251.0406 | 37.4812 | 16.82 | 0
3789 | 4.4551 | 228.4083 | 34.798 | 15.52 | 0
3790 | 4.4529 | 189.3996 | 34.1503 | 14.85 | 0
3791 | 4.4457 | 153.3681 | 32.0303 | 14.18 | 0
3792 | 3.2394 | 50.8394 | 35.432 | 13.51 | 0
3793 | 4.4339 | 56.0167 | 28.54 | 13.33 | 0
3794 | 5.6334 | 59.0753 | 23.1436 | 13.14 | 0
3795 | 3.2005 | 58.5338 | 23.9181 | 12.95 | 0
3796 | 4.4352 | 87.6724 | 28.9225 | 14.1 | 8.0761
3797 | 5.6574 | 183.2123 | 30.223 | 15.26 | 53.75
3798 | 4.426 | 157.5391 | 26.2008 | 16.41 | 116.45
3799 | 4.4414 | 151.9553 | 30.7469 | 17.86 | 297.6866
3800 | 3.2187 | 105.5241 | 29.2974 | 19.32 | 455.4924
3801 | 4.4397 | 106.6419 | 30.2567 | 20.78 | 557.5053
3802 | 5.6229 | 111.2592 | 20.0273 | 21.35 | 622.2507
3803 | 4.3844 | 104.5446 | 13.9207 | 21.93 | 788.5324
3804 | 4.3786 | 96.6423 | 12.2041 | 22.51 | 697.6832
3805 | 3.1694 | 81.5076 | 14.7287 | 22.75 | 619.5015
3806 | 5.5928 | 83.1645 | 11.1436 | 23 | 477.7483
3807 | 4.3877 | 78.4455 | 14.8697 | 23.25 | 320.819
3808 | 3.1911 | 70.3839 | 21.1406 | 22.18 | 221.9927
3809 | 4.4347 | 75.5972 | 28.7699 | 21.12 | 84.0947
3810 | 4.4558 | 81.1702 | 35.0062 | 20.05 | 14.0613
3811 | 4.4514 | 100.1204 | 33.7155 | 18.91 | 1.3372
3812 | 5.6737 | 107.7835 | 35.0355 | 17.76 | 0
3813 | 4.4589 | 92.833 | 35.9255 | 16.62 | 0
3814 | 4.4506 | 85.4525 | 33.4726 | 16.16 | 0
3815 | 4.3896 | 67.3581 | 15.4496 | 15.71 | 0
3816 | 3.1914 | 48.3457 | 21.2296 | 15.25 | 0
3817 | 4.3831 | 53.2947 | 13.5225 | 14.51 | 0
3818 | 5.592 | 56.2398 | 10.8888 | 13.77 | 0
3819 | 3.1379 | 55.7368 | 5.4274 | 13.02 | 0
3820 | 4.357 | 83.4429 | 5.815 | 14.63 | 2.0393
3821 | 5.5679 | 174.8142 | 3.7827 | 16.25 | 16.6934
3822 | 4.3348 | 150.3278 | -0.76962 | 17.86 | 51.5056
3823 | 4.3555 | 144.7905 | 5.3481 | 19.59 | 105.3866
3824 | 3.1338 | 100.3715 | 4.1941 | 21.32 | 217.8692
3825 | 4.3682 | 101.4304 | 9.1141 | 23.05 | 331.7226
3826 | 5.5739 | 105.8986 | 5.5341 | 23.65 | 436.2457
3827 | 4.3684 | 99.4837 | 9.1641 | 24.26 | 504.813
3828 | 4.357 | 91.9046 | 5.8141 | 24.87 | 536.8966
3829 | 3.1558 | 77.4559 | 10.704 | 24.62 | 494.7598
3830 | 5.5855 | 79.0267 | 8.9794 | 24.37 | 427.0687
3831 | 4.3621 | 74.5683 | 7.318 | 24.12 | 334.2782
3832 | 3.143 | 66.8492 | 6.9215 | 23.03 | 206.8874
3833 | 4.4002 | 71.8023 | 18.5901 | 21.94 | 103.9724
3834 | 4.4293 | 77.11 | 27.1682 | 20.85 | 33.9254
3835 | 4.4314 | 95.2567 | 27.8017 | 19.69 | 4.2303
3836 | 5.6366 | 102.5376 | 24.0688 | 18.54 | 0
3837 | 4.4216 | 88.2286 | 24.905 | 17.38 | 0
3838 | 4.4354 | 81.2234 | 28.9697 | 16.83 | 0
3839 | 3.1936 | 64.054 | 21.8937 | 16.29 | 0
3840 | 5.6118 | 121.1012 | 16.7461 | 15.74 | 0
3841 | 4.3779 | 114.6902 | 11.9882 | 15.44 | 0
3842 | 3.1546 | 99.0582 | 10.3624 | 15.13 | 0
3843 | 4.3897 | 113.0581 | 15.4855 | 14.82 | 0
3844 | 4.3752 | 160.3625 | 11.1792 | 16.13 | 7.0075
3845 | 4.4202 | 215.122 | 24.4756 | 17.45 | 53.4713
3846 | 5.6962 | 251.3716 | 41.7097 | 18.76 | 185.0753
3847 | 4.4887 | 236.0499 | 44.754 | 19.37 | 405.4716
3848 | 4.4876 | 223.5765 | 44.404 | 19.98 | 560.3202
3849 | 3.2692 | 205.5667 | 44.234 | 20.6 | 692.116
3850 | 5.6812 | 216.1864 | 37.256 | 20.47 | 800.467
3851 | 4.474 | 177.6088 | 40.4049 | 20.34 | 754.1324
3852 | 4.4461 | 177.5008 | 32.1453 | 20.22 | 748.4688
3853 | 3.2222 | 170.5916 | 30.3467 | 19.92 | 656.9493
3854 | 5.643 | 180.6037 | 25.9701 | 19.62 | 570.47
3855 | 4.4269 | 171.0947 | 26.4649 | 19.33 | 452.1332
3856 | 4.4245 | 167.3333 | 25.7696 | 18.72 | 278.9962
3857 | 4.4282 | 160.5598 | 26.8545 | 18.12 | 135.5066
3858 | 3.2575 | 149.8517 | 40.774 | 17.52 | 53.9448
3859 | 4.4846 | 170.6947 | 43.514 | 16.99 | 6.9558
3860 | 5.6708 | 174.3653 | 34.1927 | 16.45 | 0
3861 | 4.436 | 174.1493 | 29.1608 | 15.92 | 0
3862 | 4.4464 | 148.4544 | 32.2358 | 15.72 | 0
3863 | 3.226 | 109.3707 | 31.4656 | 15.52 | 0
3864 | 4.3947 | 142.0331 | 16.9411 | 15.32 | 0
3865 | 4.3936 | 147.3481 | 16.6389 | 15.18 | 0
3866 | 4.4004 | 182.6113 | 18.622 | 15.04 | 0
3867 | 4.4051 | 182.6659 | 20.0244 | 14.9 | 0
3868 | 4.4097 | 274.109 | 21.3896 | 15.5 | 7.8713
3869 | 4.4166 | 375.4742 | 23.4264 | 16.1 | 57.5711
3870 | 5.6826 | 375.6139 | 37.674 | 16.7 | 210.0916
3871 | 4.4887 | 371.5691 | 44.754 | 17.29 | 400.7266
3872 | 4.4767 | 282.9068 | 41.1998 | 17.88 | 605.9117
3873 | 4.4636 | 249.3763 | 37.3311 | 18.47 | 778.3667
3874 | 4.4558 | 238.3292 | 34.9993 | 19.17 | 871.5537
3875 | 4.4584 | 214.1492 | 35.7862 | 19.87 | 834.7647
3876 | 4.4321 | 213.5352 | 28.0205 | 20.57 | 667.8029
3877 | 4.4268 | 200.34 | 26.4457 | 21.36 | 555.9605
3878 | 4.4565 | 187.6891 | 35.2178 | 22.15 | 495.2413
3879 | 3.2391 | 178.9706 | 35.3414 | 22.95 | 426.7475
3880 | 4.4335 | 182.8819 | 28.416 | 22.18 | 239.315
3881 | 4.4522 | 208.2367 | 33.964 | 21.42 | 128.4323
3882 | 4.4726 | 232.5471 | 39.974 | 20.65 | 33.1779
3883 | 4.4879 | 233.4993 | 44.514 | 19.88 | 4.3031
3884 | 4.4828 | 271.3777 | 42.994 | 19.11 | 0
3885 | 5.6977 | 281.2406 | 42.144 | 18.34 | 0
3886 | 4.4765 | 222.7796 | 41.134 | 17.1 | 0
3887 | 4.4302 | 174.098 | 27.431 | 15.87 | 0
3888 | 3.2178 | 98.8807 | 29.0442 | 14.63 | 0
3889 | 5.6502 | 101.043 | 28.1011 | 14.48 | 0
3890 | 3.194 | 98.359 | 22.0055 | 14.33 | 0
3891 | 4.4156 | 111.9319 | 23.138 | 14.18 | 0
3892 | 4.4214 | 168.0026 | 24.8488 | 15.38 | 0
3893 | 4.4309 | 269.7255 | 27.6573 | 16.57 | 6.5467
3894 | 5.6851 | 306.9755 | 38.4244 | 17.77 | 46.3427
3895 | 4.4603 | 303.0179 | 36.3334 | 19.08 | 91.9216
3896 | 4.4672 | 239.8522 | 38.3969 | 20.4 | 181.4274
3897 | 4.4414 | 217.4598 | 30.7463 | 21.72 | 273.1834
3898 | 4.4624 | 203.6068 | 36.97 | 21.71 | 315.4498
3899 | 3.2278 | 180.4678 | 31.9906 | 21.71 | 349.0458
3900 | 5.6425 | 181.3788 | 25.8206 | 21.71 | 340.0589
3901 | 4.4271 | 161.6478 | 26.5261 | 21.19 | 463.8973
3902 | 4.4437 | 151.6864 | 31.4505 | 20.68 | 489.1511
3903 | 4.4469 | 148.3547 | 32.3767 | 20.17 | 399.5123
3904 | 3.2313 | 141.1816 | 33.0401 | 19.6 | 286.5519
3905 | 4.4391 | 149.59 | 30.0884 | 19.03 | 159.3829
3906 | 4.4769 | 173.2012 | 41.264 | 18.46 | 50.8197
3907 | 4.487 | 197.4325 | 44.234 | 17.89 | 7.2388
3908 | 5.6976 | 206.0934 | 42.124 | 17.32 | 0
3909 | 4.4769 | 188.2948 | 41.254 | 16.75 | 0
3910 | 4.4515 | 156.3243 | 33.7307 | 16.68 | 0
3911 | 4.4399 | 125.9393 | 30.3228 | 16.61 | 0
3912 | 3.219 | 88.5065 | 29.3974 | 16.53 | 0
3913 | 5.6107 | 90.3583 | 16.4259 | 15.56 | 0
3914 | 3.1691 | 87.8707 | 14.628 | 14.59 | 0
3915 | 4.372 | 99.8428 | 10.248 | 13.62 | 0
3916 | 4.3731 | 150.2887 | 10.568 | 14.81 | 8.4628
3917 | 4.3935 | 240.724 | 16.6053 | 16.01 | 63.7582
3918 | 5.6936 | 273.704 | 40.9455 | 17.2 | 205.4181
3919 | 4.4746 | 269.8794 | 40.5606 | 17.86 | 402.141
3920 | 4.4704 | 214.4253 | 39.3307 | 18.52 | 597.3465
3921 | 4.4652 | 194.874 | 37.7962 | 19.18 | 780.5023
3922 | 4.4536 | 182.4513 | 34.376 | 19.4 | 865.4614
3923 | 3.2356 | 162.1057 | 34.2955 | 19.63 | 834.4068
3924 | 5.6511 | 162.8595 | 28.368 | 19.86 | 737.3722
3925 | 4.4428 | 145.251 | 31.168 | 19.89 | 629.491
3926 | 4.4423 | 136.5468 | 31.0169 | 19.92 | 507.8319
3927 | 4.4533 | 133.424 | 34.2701 | 19.95 | 307.3755
3928 | 3.2422 | 127.2734 | 36.2568 | 19.39 | 162.5182
3929 | 4.4914 | 134.8011 | 45.5343 | 18.83 | 87.1242
3930 | 4.4858 | 155.7029 | 43.8706 | 18.27 | 24.9032
3931 | 4.4862 | 177.094 | 44.0006 | 17.28 | 3.028
3932 | 5.6983 | 184.9263 | 42.3306 | 16.3 | 0
3933 | 4.4756 | 169.4097 | 40.8806 | 15.31 | 0
3934 | 4.4641 | 140.7541 | 37.4778 | 14.88 | 0
3935 | 3.2112 | 113.0224 | 27.0951 | 14.45 | 0
3936 | 4.4019 | 132.3352 | 19.078 | 14.01 | 0
3937 | 5.6054 | 135.5328 | 14.8625 | 14.12 | 0
3938 | 3.1699 | 132.2497 | 14.8702 | 14.23 | 0
3939 | 4.3897 | 151.0557 | 15.4847 | 14.33 | 0
3940 | 4.3759 | 225.1617 | 11.3865 | 15.27 | 1.3732
3941 | 4.4337 | 363.5325 | 28.4926 | 16.22 | 16.0862
3942 | 5.7016 | 414.6978 | 43.304 | 17.16 | 54.1809
3943 | 4.4834 | 410.4251 | 43.1606 | 18.13 | 143.9519
3944 | 4.4683 | 321.9544 | 38.6955 | 19.11 | 258.8189
3945 | 4.4824 | 290.2019 | 42.8859 | 20.09 | 449.2669
3946 | 4.4777 | 271.7461 | 41.4885 | 20.57 | 568.5912
3947 | 3.2559 | 239.4517 | 40.3076 | 21.05 | 516.9181
3948 | 5.6563 | 240.8945 | 29.9074 | 21.53 | 598.7028
3949 | 4.4473 | 214.2973 | 32.5037 | 21.56 | 417.1046
3950 | 4.4336 | 200.1966 | 28.4529 | 21.6 | 326.1634
3951 | 4.4418 | 196.2479 | 30.8602 | 21.64 | 312.0747
3952 | 3.2197 | 185.6688 | 29.597 | 20.79 | 269.6899
3953 | 4.4702 | 196.9166 | 39.2606 | 19.95 | 166.1165
3954 | 4.4878 | 229.3583 | 44.4706 | 19.1 | 54.8281
3955 | 4.4966 | 262.8687 | 47.0806 | 17.93 | 7.5408
3956 | 5.7161 | 274.1696 | 47.5706 | 16.75 | 0
3957 | 4.4958 | 248.8448 | 46.8406 | 15.58 | 0
3958 | 4.4845 | 206.2004 | 43.4957 | 15.09 | 0
3959 | 4.4511 | 167.4745 | 33.6341 | 14.61 | 0
3960 | 3.2092 | 70.8876 | 26.4898 | 14.12 | 0
3961 | 5.6752 | 72.3099 | 35.4885 | 14.27 | 0
3962 | 3.2226 | 70.2556 | 30.4661 | 14.42 | 0
3963 | 4.4273 | 79.7159 | 26.5812 | 14.57 | 0
3964 | 4.4389 | 120.3071 | 30.0139 | 15.53 | 6.7906
3965 | 4.4212 | 192.2921 | 24.7931 | 16.48 | 51.4352
3966 | 5.6332 | 218.4437 | 23.0646 | 17.44 | 177.5968
3967 | 4.4215 | 215.1752 | 24.8808 | 18.6 | 396.5976
3968 | 4.424 | 171.549 | 25.6027 | 19.76 | 604.6503
3969 | 4.4126 | 156.2474 | 22.2285 | 20.92 | 702.2317
3970 | 4.4056 | 146.2808 | 20.1621 | 21.43 | 757.1503
3971 | 3.1607 | 130.2513 | 12.1507 | 21.94 | 695.562
3972 | 5.5749 | 130.8102 | 5.8381 | 22.46 | 715.7541
3973 | 4.1531 | 116.7453 | -54.4675 | 22.02 | 614.1663
3974 | 4.3397 | 109.928 | 0.68199 | 21.59 | 543.1877
3975 | 4.334 | 107.3245 | -0.98369 | 21.16 | 510.101
3976 | 3.1271 | 102.5946 | 2.2137 | 20.54 | 338.7836
3977 | 4.3658 | 108.6248 | 8.395 | 19.93 | 147.9709
3978 | 4.3923 | 125.197 | 16.2346 | 19.32 | 37.6713
3979 | 4.4534 | 142.1131 | 34.3057 | 18.1 | 5.031
3980 | 5.6446 | 148.4444 | 26.4549 | 16.88 | 0
3981 | 4.4382 | 136.3183 | 29.8049 | 15.66 | 0
3982 | 4.4507 | 113.3385 | 33.4949 | 15.37 | 0
3983 | 4.4102 | 90.7385 | 21.5419 | 15.09 | 0
3984 | 3.1699 | 60.6939 | 14.8675 | 14.8 | 0
3985 | 4.3793 | 66.7957 | 12.4028 | 15.2 | 0
3986 | 5.5731 | 70.3349 | 5.3095 | 15.6 | 0
3987 | 3.1245 | 69.6522 | 1.4537 | 15.99 | 0
3988 | 4.3349 | 104.4487 | -0.71579 | 15.84 | 7.2272
3989 | 5.5626 | 216.9158 | 2.2154 | 15.69 | 49.3763
3990 | 4.3447 | 186.4888 | 2.1637 | 15.54 | 161.0195
3991 | 4.3581 | 180.522 | 6.1298 | 15.51 | 315.1574
3992 | 3.1268 | 125.9065 | 2.1431 | 15.48 | 573.1089
3993 | 4.345 | 127.2538 | 2.2573 | 15.46 | 722.7054
3994 | 5.558 | 132.528 | 0.85362 | 16.36 | 832.2041
3995 | 4.3419 | 124.6029 | 1.3358 | 17.26 | 905.7786
3996 | 4.1273 | 115.367 | -62.0904 | 18.16 | 707.9845
3997 | 2.8116 | 97.4722 | -91.04 | 19.08 | 706.3349
3998 | 5.0227 | 99.4649 | -157.3902 | 20.01 | 568.5309
3999 | 4.0007 | 93.7418 | -99.5204 | 20.94 | 472.1381
4000 | 2.978 | 84.2801 | -41.8648 | 20.6 | 287.1279
4001 | 4.369 | 90.5175 | 9.3437 | 20.27 | 178.3913
4002 | 4.4242 | 97.1464 | 25.6638 | 19.93 | 48.3512
4003 | 4.4603 | 119.3823 | 36.344 | 18.41 | 6.1676
4004 | 5.6892 | 128.55 | 39.6391 | 16.9 | 0
4005 | 4.4798 | 110.9839 | 42.0954 | 15.38 | 0
4006 | 4.4704 | 102.1321 | 39.3252 | 14.88 | 0
4007 | 4.4353 | 80.4148 | 28.9583 | 14.39 | 0
4008 | 4.4624 | 66.532 | 36.9572 | 13.89 | 0
4009 | 4.4431 | 61.5543 | 31.2711 | 13.88 | 0
4010 | 3.2254 | 48.7049 | 31.2814 | 13.86 | 0
4011 | 4.4378 | 58.2136 | 29.6823 | 13.84 | 0
4012 | 4.467 | 80.0312 | 38.3129 | 15.28 | 1.3594
4013 | 4.4441 | 102.878 | 31.5529 | 16.73 | 9.452
4014 | 4.4905 | 103.3312 | 45.2712 | 18.17 | 32.031
4015 | 5.7109 | 108.0055 | 46.0484 | 19.75 | 98.6658
4016 | 4.4905 | 95.1397 | 45.2758 | 21.33 | 217.9502
4017 | 3.2571 | 82.0302 | 40.6533 | 22.91 | 307.8473
4018 | 5.7126 | 105.1525 | 46.5533 | 23.92 | 390.3793
4019 | 3.2598 | 72.0608 | 41.4575 | 24.94 | 465.9227
4020 | 4.4679 | 73.7047 | 38.6033 | 25.96 | 507.9895
4021 | 4.4822 | 79.1358 | 42.8179 | 26.25 | 585.1267
4022 | 5.6867 | 97.0987 | 38.8878 | 26.55 | 620.8489
4023 | 4.4844 | 88.4947 | 43.4824 | 26.85 | 532.9247
4024 | 4.4644 | 81.2607 | 37.5693 | 26.28 | 358.6793
4025 | 4.4737 | 72.5602 | 40.3093 | 25.72 | 188.1111
4026 | 3.2643 | 62.7846 | 42.7793 | 25.15 | 60.4484
4027 | 4.4862 | 74.4483 | 44.0093 | 24.5 | 8.1286
4028 | 4.4704 | 77.5843 | 39.3293 | 23.86 | 0
4029 | 5.6852 | 78.2059 | 38.4393 | 23.21 | 0
4030 | 4.4568 | 69.2657 | 35.3052 | 22.9 | 0
4031 | 4.4383 | 49.8057 | 29.8358 | 22.59 | 0
4032 | 3.2221 | 47.9089 | 30.3127 | 22.28 | 0
4033 | 4.3958 | 49.9555 | 17.2761 | 21.8 | 0
4034 | 4.3928 | 60.2638 | 16.392 | 21.32 | 0
4035 | 4.3954 | 61.9804 | 17.1437 | 20.83 | 0
4036 | 4.3995 | 88.3322 | 18.3628 | 20.49 | 1.0863
4037 | 5.649 | 115.951 | 27.7467 | 20.14 | 15.6128
4038 | 3.2497 | 98.0895 | 38.4715 | 19.8 | 53.7766
4039 | 5.6914 | 117.0373 | 40.2693 | 19.63 | 141.7319
4040 | 4.4796 | 86.4138 | 42.0559 | 19.47 | 220.3766
4041 | 4.4693 | 77.8676 | 39.019 | 19.31 | 304.9028
4042 | 4.4599 | 74.7537 | 36.2109 | 19.31 | 257.5084
4043 | 4.4331 | 68.3567 | 28.2992 | 19.32 | 179.5397
4044 | 4.4301 | 67.2567 | 27.4275 | 19.33 | 131.4225
4045 | 4.4289 | 64.109 | 27.0659 | 20.3 | 106.7955
4046 | 4.447 | 62.8789 | 32.4067 | 21.27 | 104.2598
4047 | 4.4516 | 57.7532 | 33.7857 | 22.24 | 69.3411
4048 | 3.2347 | 54.1084 | 34.0368 | 21.53 | 66.3395
4049 | 4.4582 | 60.994 | 35.7167 | 20.82 | 39.251
4050 | 5.6884 | 72.8381 | 39.4093 | 20.11 | 19.4946
4051 | 3.26 | 71.13 | 41.5193 | 19.63 | 3.2638
4052 | 4.4648 | 84.548 | 37.6822 | 19.15 | 0
4053 | 5.6751 | 86.6824 | 35.4588 | 18.67 | 0
4054 | 4.456 | 71.3901 | 35.0642 | 17.51 | 0
4055 | 4.4413 | 55.425 | 30.721 | 16.36 | 0
4056 | 3.2087 | 39.4125 | 26.3455 | 15.2 | 0
4057 | 4.4066 | 43.9388 | 20.4694 | 14.4 | 0
4058 | 5.6114 | 47.9729 | 16.6296 | 13.6 | 0
4059 | 3.1791 | 47.7253 | 17.5959 | 12.8 | 0
4060 | 4.4212 | 70.4529 | 24.7757 | 14.44 | 0
4061 | 5.6534 | 157.7884 | 29.0587 | 16.08 | 9.9923
4062 | 4.4515 | 133.6375 | 33.7493 | 17.72 | 61.01
4063 | 4.4719 | 122.0405 | 39.7693 | 18.97 | 179.1402
4064 | 3.2633 | 83.1086 | 42.4793 | 20.22 | 402.9152
4065 | 4.4755 | 84.2458 | 40.8396 | 21.48 | 594.4056
4066 | 5.685 | 86.4196 | 38.3865 | 21.68 | 619.7773
4067 | 4.4611 | 83.2555 | 36.5911 | 21.88 | 718.2104
4068 | 4.4487 | 75.7086 | 32.9106 | 22.09 | 670.9727
4069 | 3.2138 | 63.1294 | 27.8432 | 21.87 | 462.0059
4070 | 5.6499 | 63.9723 | 28.013 | 21.65 | 415.8958
4071 | 4.4674 | 60.4251 | 38.4289 | 21.44 | 424.366
4072 | 3.2223 | 53.7619 | 30.3594 | 20.67 | 319.6382
4073 | 4.4608 | 58.3663 | 36.4866 | 19.91 | 181.403
4074 | 4.4688 | 62.3109 | 38.8475 | 19.15 | 59.3682
4075 | 4.4694 | 79.2642 | 39.0254 | 18.17 | 8.0472
4076 | 5.6718 | 84.7729 | 34.4799 | 17.18 | 0
4077 | 4.4441 | 72.989 | 31.5608 | 16.2 | 0
4078 | 4.441 | 66.6452 | 30.6276 | 15.9 | 0
4079 | 4.4499 | 51.7951 | 33.2678 | 15.6 | 0
4080 | 3.2263 | 38.8675 | 31.5616 | 15.3 | 0
4081 | 4.4344 | 43.3246 | 28.6745 | 15.05 | 0
4082 | 5.6279 | 47.2916 | 21.4964 | 14.79 | 0
4083 | 3.2043 | 47.0446 | 25.0362 | 14.53 | 0
4084 | 4.4266 | 69.4583 | 26.3807 | 15.31 | 7.2356
4085 | 5.658 | 155.4474 | 30.4215 | 16.1 | 49.785
4086 | 4.444 | 131.655 | 31.5293 | 16.88 | 186.1993
4087 | 4.5023 | 120.2824 | 48.7493 | 17.69 | 343.9574
4088 | 3.2972 | 81.9516 | 52.5093 | 18.5 | 460.6363
4089 | 4.5214 | 83.0734 | 54.4093 | 19.31 | 532.5656
4090 | 5.7246 | 85.2037 | 50.0993 | 19.68 | 612.7112
4091 | 4.4838 | 82.0853 | 43.2914 | 20.06 | 660.7361
4092 | 4.4701 | 74.6594 | 39.2438 | 20.44 | 648.6502
4093 | 3.249 | 62.268 | 38.2511 | 20.3 | 677.3364
4094 | 5.6796 | 63.1013 | 36.7839 | 20.16 | 576.7186
4095 | 4.4612 | 59.5967 | 36.6065 | 20.03 | 477.9819
4096 | 3.2492 | 53.0378 | 38.3093 | 19.5 | 344.3941
4097 | 4.4737 | 57.5782 | 40.3193 | 18.98 | 159.2116
4098 | 4.4863 | 61.4674 | 44.0393 | 18.45 | 53.5479
4099 | 4.4842 | 78.1546 | 43.4093 | 17.95 | 7.0726
4100 | 5.6867 | 83.5894 | 38.8993 | 17.46 | 0
4101 | 4.4455 | 71.9884 | 31.9628 | 16.96 | 0
4102 | 4.4397 | 65.7308 | 30.2553 | 16.82 | 0
4103 | 4.4493 | 51.0798 | 33.0873 | 16.68 | 0
4104 | 3.2285 | 38.8472 | 32.2044 | 16.53 | 0
4105 | 4.411 | 43.3087 | 21.7799 | 16.24 | 0
4106 | 5.6366 | 47.285 | 24.0674 | 15.94 | 0
4107 | 3.1848 | 47.0411 | 19.2879 | 15.64 | 0
4108 | 4.4006 | 69.4427 | 18.6981 | 15.56 | 7.2524
4109 | 5.635 | 155.5271 | 23.6017 | 15.47 | 50.063
4110 | 4.452 | 131.7224 | 33.8879 | 15.39 | 128.7633
4111 | 4.461 | 120.291 | 36.5563 | 15.63 | 353.499
4112 | 3.2548 | 81.9167 | 39.9794 | 15.87 | 592.7834
4113 | 4.4712 | 83.0376 | 39.57 | 16.12 | 707.1512
4114 | 5.6811 | 85.1804 | 37.2339 | 16.14 | 737.5892
4115 | 4.4408 | 82.0617 | 30.5865 | 16.16 | 787.0471
4116 | 4.4269 | 74.6227 | 26.4784 | 16.18 | 720.2156
4117 | 3.2058 | 62.2238 | 25.4899 | 16.91 | 657.5336
4118 | 5.6343 | 63.0546 | 23.4112 | 17.64 | 581.2403
4119 | 4.4125 | 59.5584 | 22.2212 | 18.38 | 504.8081
4120 | 3.1912 | 52.9906 | 21.1612 | 18.11 | 376.6181
4121 | 4.4337 | 57.5289 | 28.4805 | 17.84 | 160.6686
4122 | 4.4865 | 61.417 | 44.0987 | 17.57 | 58.118
4123 | 4.4834 | 78.1275 | 43.1716 | 16.37 | 7.5068
4124 | 5.6647 | 83.5572 | 32.4016 | 15.17 | 0
4125 | 4.4397 | 71.9421 | 30.2516 | 13.97 | 0
4126 | 4.4521 | 65.6892 | 33.9148 | 13.5 | 0
4127 | 4.3878 | 51.0522 | 14.9237 | 13.03 | 0
4128 | 3.1645 | 41.8346 | 13.2782 | 12.55 | 0
4129 | 4.3744 | 46.516 | 10.9589 | 12.69 | 0
4130 | 5.5849 | 50.5861 | 8.7858 | 12.83 | 0
4131 | 3.1478 | 50.2693 | 8.3467 | 12.97 | 0
4132 | 4.3589 | 74.4009 | 6.3623 | 14.58 | 7.9065
4133 | 5.5694 | 164.5093 | 4.2127 | 16.19 | 55.7365
4134 | 4.362 | 139.3325 | 7.2738 | 17.8 | 206.1628
4135 | 4.3864 | 128.2198 | 14.4993 | 19.74 | 392.6794
4136 | 3.1891 | 88.0708 | 20.5505 | 21.69 | 577.4944
4137 | 4.4132 | 89.2836 | 22.421 | 23.64 | 771.673
4138 | 5.631 | 91.3383 | 22.4192 | 24.34 | 836.9257
4139 | 4.4087 | 88.0165 | 21.0987 | 25.05 | 896.3094
4140 | 4.403 | 80.3194 | 19.4041 | 25.76 | 964.6864
4141 | 3.168 | 67.2259 | 14.3283 | 25.67 | 894.1279
4142 | 5.5903 | 68.1574 | 10.3973 | 25.58 | 779.3074
4143 | 4.3748 | 64.2717 | 11.0589 | 25.49 | 603.9625
4144 | 3.1586 | 57.4263 | 11.5347 | 24.91 | 398.2535
4145 | 4.4061 | 62.309 | 20.324 | 24.33 | 148.5493
4146 | 4.4341 | 66.4793 | 28.6102 | 23.75 | 24.675
4147 | 4.4655 | 83.8815 | 37.8882 | 23.02 | 2.5055
4148 | 5.6761 | 89.771 | 35.7572 | 22.28 | 0
4149 | 4.4234 | 77.6369 | 25.4299 | 21.55 | 0
4150 | 4.4146 | 70.8751 | 22.8195 | 20.98 | 0
4151 | 4.398 | 54.9955 | 17.9243 | 20.42 | 0
4152 | 3.1559 | 45.3739 | 10.7235 | 19.85 | 0
4153 | 4.3667 | 50.0776 | 8.6803 | 18.95 | 0
4154 | 5.5815 | 52.9254 | 7.786 | 18.05 | 0
4155 | 3.1338 | 52.4803 | 4.2003 | 17.14 | 0
4156 | 4.3474 | 78.476 | 2.9803 | 18.36 | 2.0664
4157 | 5.5615 | 165.4172 | 1.8703 | 19.59 | 20.8876
4158 | 4.3426 | 142.27 | 1.5503 | 20.81 | 101.4976
4159 | 4.3582 | 136.5519 | 6.1476 | 22.35 | 257.162
4160 | 3.1456 | 94.2553 | 7.6823 | 23.89 | 427.0508
4161 | 4.3595 | 95.2396 | 6.5547 | 25.44 | 538.9503
4162 | 5.5824 | 99.6105 | 8.045 | 25.85 | 575.7163
4163 | 4.3655 | 93.5221 | 8.3189 | 26.26 | 704.4989
4164 | 4.3492 | 86.2612 | 3.5053 | 26.67 | 713.1516
4165 | 3.1247 | 72.5714 | 1.5148 | 26.95 | 475.4735
4166 | 5.5534 | 74.0347 | -0.49972 | 27.24 | 238.4442
4167 | 4.3331 | 69.917 | -1.2691 | 27.53 | 156.8033
4168 | 3.1382 | 62.5513 | 5.5093 | 26.71 | 49.5048
4169 | 4.3686 | 67.1898 | 9.2262 | 25.89 | 25.3267
4170 | 4.42 | 72.1894 | 24.4347 | 25.07 | 5.4966
4171 | 4.4816 | 89.5094 | 42.6293 | 23.7 | 0
4172 | 5.661 | 96.3284 | 31.3025 | 22.32 | 0
4173 | 4.4467 | 82.6885 | 32.3325 | 20.95 | 0
4174 | 4.4464 | 76.1443 | 32.2277 | 20.75 | 0
4175 | 3.1787 | 60.1164 | 17.4708 | 20.55 | 0
4176 | 5.6317 | 84.4882 | 22.6441 | 20.35 | 0
4177 | 4.3938 | 78.5546 | 16.6982 | 20.12 | 0
4178 | 3.1637 | 62.7957 | 13.0547 | 19.89 | 0
4179 | 4.3968 | 74.2323 | 17.5796 | 19.66 | 0
4180 | 4.4092 | 102.8194 | 21.2443 | 20.79 | 0
4181 | 5.594 | 132.603 | 11.4782 | 21.92 | 8.849
4182 | 3.2405 | 132.0382 | 35.7569 | 23.05 | 62.4892
4183 | 5.6725 | 139.3553 | 34.6967 | 24.65 | 189.9095
4184 | 4.4498 | 122.8556 | 33.248 | 26.25 | 311.732
4185 | 3.2403 | 107.0062 | 35.6756 | 27.86 | 493.2522
4186 | 5.6984 | 134.793 | 42.3467 | 28.41 | 485.5515
4187 | 3.2786 | 94.3019 | 46.9967 | 28.97 | 514.8954
4188 | 4.4672 | 96.3318 | 38.3922 | 29.53 | 573.4912
4189 | 4.4674 | 102.4076 | 38.4375 | 29.67 | 518.1056
4190 | 5.6749 | 124.4352 | 35.4136 | 29.81 | 453.3863
4191 | 4.4509 | 113.3792 | 33.5701 | 29.96 | 460.3683
4192 | 4.4438 | 104.4861 | 31.4565 | 28.95 | 287.5109
4193 | 4.4529 | 94.288 | 34.1667 | 27.95 | 145.3062
4194 | 3.239 | 82.696 | 35.3067 | 26.94 | 42.3495
4195 | 4.461 | 97.0818 | 36.5467 | 25.65 | 6.2818
4196 | 4.4521 | 101.4798 | 33.9067 | 24.35 | 0
4197 | 5.6569 | 102.0246 | 30.0717 | 23.06 | 0
4198 | 4.4422 | 90.5168 | 30.9983 | 22.67 | 0
4199 | 4.4493 | 65.2529 | 33.1063 | 22.29 | 0
4200 | 3.2167 | 49.8598 | 28.7219 | 21.9 | 0
4201 | 4.4262 | 52.4317 | 26.2626 | 21.3 | 0
4202 | 5.6208 | 63.2041 | 19.4122 | 20.7 | 0
4203 | 3.1968 | 62.0986 | 22.8165 | 20.1 | 0
4204 | 4.4178 | 90.7579 | 23.7856 | 21.61 | 2.5928
4205 | 5.6432 | 119.7422 | 26.0384 | 23.11 | 21.5009
4206 | 3.2187 | 101.8663 | 29.2967 | 24.62 | 92.6174
4207 | 5.6843 | 121.1862 | 38.1967 | 26.33 | 247.685
4208 | 4.4865 | 90.8171 | 44.0967 | 28.04 | 433.5864
4209 | 4.4972 | 82.5487 | 47.2467 | 29.75 | 520.5793
4210 | 4.481 | 79.4399 | 42.4708 | 30.36 | 613.5063
4211 | 3.2623 | 72.8523 | 42.1874 | 30.98 | 660.285
4212 | 5.6814 | 73.116 | 37.3127 | 31.6 | 568.9436
4213 | 4.4582 | 68.6379 | 35.7262 | 31.36 | 529.4151
4214 | 4.4518 | 67.1582 | 33.8376 | 31.12 | 579.2488
4215 | 4.4451 | 61.4854 | 31.8565 | 30.88 | 427.7789
4216 | 3.246 | 59.4156 | 37.3724 | 30.06 | 284.9404
4217 | 4.4639 | 67.5297 | 37.4001 | 29.25 | 157.6712
4218 | 5.6877 | 76.8239 | 39.1952 | 28.43 | 52.2165
4219 | 3.254 | 75.2883 | 39.7275 | 27.26 | 7.0925
4220 | 4.4692 | 89.1123 | 38.9667 | 26.08 | 0
4221 | 5.6788 | 91.1833 | 36.5526 | 24.91 | 0
4222 | 4.4586 | 75.7383 | 35.8454 | 24.4 | 0
4223 | 3.2294 | 59.077 | 32.4521 | 23.89 | 0
4224 | 4.4045 | 72.8881 | 19.859 | 23.37 | 0
4225 | 5.6244 | 74.3646 | 20.4896 | 22.77 | 0
4226 | 3.1815 | 72.2667 | 18.3141 | 22.16 | 0
4227 | 4.3909 | 82.0237 | 15.8323 | 21.55 | 0
4228 | 4.4141 | 123.717 | 22.6749 | 22.6 | 0
4229 | 4.4237 | 197.8371 | 25.5173 | 23.64 | 6.306
4230 | 5.6808 | 224.7876 | 37.1449 | 24.69 | 55.8649
4231 | 4.4782 | 221.4744 | 41.6299 | 26.24 | 134.2528
4232 | 4.4938 | 176.4344 | 46.2559 | 27.8 | 237.6768
4233 | 4.4813 | 160.6182 | 42.5626 | 29.36 | 283.0382
4234 | 4.4735 | 150.3742 | 40.2599 | 29.8 | 367.1877
4235 | 3.2468 | 133.8307 | 37.5975 | 30.24 | 406.7715
4236 | 5.6666 | 134.4159 | 32.9529 | 30.69 | 455.1696
4237 | 4.4327 | 119.9451 | 28.1733 | 30.48 | 426.0012
4238 | 4.4329 | 112.8997 | 28.2492 | 30.27 | 334.3903
4239 | 4.4463 | 110.2465 | 32.1959 | 30.06 | 379.0659
4240 | 3.235 | 105.3376 | 34.1119 | 29.27 | 297.1815
4241 | 4.4643 | 111.5378 | 37.5382 | 28.49 | 161.5343
4242 | 4.4781 | 128.6167 | 41.6113 | 27.71 | 61.3931
4243 | 4.487 | 146.0604 | 44.2509 | 26.55 | 8.3187
4244 | 5.7022 | 152.5569 | 43.4803 | 25.4 | 0
4245 | 4.4711 | 140.0187 | 39.5296 | 24.24 | 0
4246 | 4.4871 | 116.397 | 44.2661 | 23.48 | 0
4247 | 4.4545 | 93.2493 | 34.637 | 22.72 | 0
4248 | 3.2345 | 59.8145 | 33.9793 | 21.96 | 0
4249 | 4.4429 | 65.8224 | 31.213 | 21.16 | 0
4250 | 5.6422 | 69.3027 | 25.7244 | 20.36 | 0
4251 | 3.1869 | 68.6273 | 19.8964 | 19.56 | 0
4252 | 4.4204 | 102.9203 | 24.5558 | 19.73 | 5.9249
4253 | 5.6535 | 213.6487 | 29.0834 | 19.89 | 45.4708
4254 | 4.4698 | 183.6779 | 39.1501 | 20.06 | 169.0351
4255 | 4.4892 | 177.8455 | 44.8966 | 21.1 | 377.4592
4256 | 3.2774 | 124.0773 | 46.6466 | 22.14 | 572.6674
4257 | 4.4971 | 125.4059 | 47.2266 | 23.18 | 669.1358
4258 | 5.713 | 130.5874 | 46.6707 | 23.97 | 813.3378
4259 | 4.5004 | 122.7833 | 48.1892 | 24.77 | 827.8476
4260 | 4.4892 | 113.6948 | 44.8779 | 25.57 | 831.5209
4261 | 3.266 | 96.0712 | 43.2885 | 25.27 | 788.8933
4262 | 5.6897 | 98.036 | 39.7927 | 24.98 | 710.1808
4263 | 4.4652 | 92.3897 | 37.7921 | 24.69 | 579.6856
4264 | 3.241 | 83.0762 | 35.8884 | 24.08 | 405.0666
4265 | 4.4849 | 89.2242 | 43.6066 | 23.48 | 210.3111
4266 | 4.4997 | 95.7554 | 47.9766 | 22.87 | 62.781
4267 | 4.5122 | 117.6426 | 51.6766 | 22.05 | 8.8045
4268 | 5.7016 | 126.6788 | 43.2866 | 21.23 | 0
4269 | 4.469 | 109.3865 | 38.9166 | 20.41 | 0
4270 | 4.4531 | 100.6602 | 34.202 | 19.9 | 0
4271 | 4.4501 | 79.2497 | 33.3237 | 19.39 | 0
4272 | 3.2154 | 50.5289 | 28.3316 | 18.88 | 0
4273 | 4.4226 | 55.6674 | 25.2022 | 18.42 | 0
4274 | 5.611 | 58.6972 | 16.5257 | 17.95 | 0
4275 | 3.1803 | 58.1557 | 17.9447 | 17.48 | 0
4276 | 4.4232 | 87.1172 | 25.3719 | 17.36 | 8.4751
4277 | 5.6536 | 181.9295 | 29.122 | 17.25 | 60.0772
4278 | 4.4688 | 156.4332 | 38.8524 | 17.13 | 186.654
4279 | 4.4764 | 150.9468 | 41.1009 | 17.06 | 399.4059
4280 | 3.2657 | 104.8731 | 43.1909 | 16.99 | 605.2192
4281 | 4.4786 | 105.9852 | 41.7496 | 16.93 | 780.8849
4282 | 5.6944 | 110.5527 | 41.1701 | 17.23 | 908.3586
4283 | 4.4781 | 103.8874 | 41.608 | 17.53 | 978.0573
4284 | 4.4635 | 96.0513 | 37.2864 | 17.83 | 986.9536
4285 | 3.2316 | 81.0248 | 33.1053 | 18.82 | 911.5581
4286 | 5.6799 | 82.6728 | 36.868 | 19.81 | 784.5436
4287 | 4.4578 | 77.9746 | 35.6174 | 20.8 | 609.0386
4288 | 3.2436 | 69.9769 | 36.6626 | 20.42 | 408.6072
4289 | 4.4731 | 75.1596 | 40.1406 | 20.05 | 211.0088
4290 | 4.4616 | 80.6964 | 36.7409 | 19.68 | 63.0918
4291 | 4.4579 | 99.4958 | 35.6409 | 18.74 | 8.835
4292 | 5.6756 | 107.1138 | 35.6009 | 17.81 | 0
4293 | 4.459 | 92.2801 | 35.969 | 16.87 | 0
4294 | 4.469 | 84.9411 | 38.9223 | 16.51 | 0
4295 | 4.4673 | 66.9467 | 38.4135 | 16.16 | 0
4296 | 3.2132 | 41.8938 | 27.6718 | 15.8 | 0
4297 | 4.4485 | 46.5798 | 32.8648 | 15.54 | 0
4298 | 5.6633 | 50.652 | 31.9837 | 15.28 | 0
4299 | 3.2273 | 50.3338 | 31.8577 | 15.02 | 0
4300 | 4.4401 | 74.4997 | 30.3802 | 16.18 | 8.5183
4301 | 5.6501 | 164.6906 | 28.0812 | 17.34 | 60.309
4302 | 4.4395 | 139.4862 | 30.1987 | 18.5 | 204.0143
4303 | 4.4478 | 128.3785 | 32.6453 | 19.69 | 402.5139
4304 | 3.2456 | 88.193 | 37.262 | 20.89 | 605.0868
4305 | 4.4743 | 89.4077 | 40.4733 | 22.09 | 779.6599
4306 | 5.6306 | 91.4609 | 22.3006 | 22.51 | 908.0653
4307 | 4.4569 | 88.135 | 35.343 | 22.94 | 978.9745
4308 | 4.4499 | 80.4324 | 33.2651 | 23.37 | 963.5678
4309 | 3.2246 | 67.325 | 31.0483 | 23.74 | 886.2907
4310 | 5.63 | 68.2583 | 22.1415 | 24.11 | 709.2633
4311 | 4.4117 | 64.3651 | 21.9776 | 24.48 | 558.7568
4312 | 3.2081 | 57.514 | 26.1737 | 23.68 | 403.6407
4313 | 4.4229 | 62.4034 | 25.2913 | 22.89 | 211.7278
4314 | 4.43 | 66.5794 | 27.3927 | 22.1 | 63.1835
4315 | 4.4365 | 83.9959 | 29.3027 | 21.35 | 8.8235
4316 | 5.6669 | 89.8945 | 33.0248 | 20.59 | 0
4317 | 4.4795 | 77.7498 | 42.0163 | 19.84 | 0
4318 | 4.4698 | 70.9779 | 39.1569 | 18.77 | 0
4319 | 4.4459 | 55.0737 | 32.1012 | 17.7 | 0
4320 | 3.1776 | 40.2025 | 17.1427 | 16.63 | 0
4321 | 4.3834 | 44.7537 | 13.6127 | 16.1 | 0
4322 | 5.5983 | 48.7553 | 12.7727 | 15.57 | 0
4323 | 3.163 | 48.4739 | 12.8327 | 15.03 | 0
4324 | 4.3807 | 71.661 | 12.8127 | 16.88 | 6.6224
4325 | 5.5983 | 159.3592 | 12.7727 | 18.72 | 49.0485
4326 | 4.3805 | 134.9694 | 12.7427 | 20.57 | 174.9416
4327 | 4.3808 | 123.7803 | 12.8527 | 22.51 | 351.6605
4328 | 3.1631 | 84.6968 | 12.8527 | 24.46 | 530.2732
4329 | 4.3807 | 85.8599 | 12.8027 | 26.41 | 643.4967
4330 | 5.598 | 87.942 | 12.6627 | 27.11 | 649.7828
4331 | 4.3807 | 84.7342 | 12.8127 | 27.81 | 641.5186
4332 | 4.3784 | 77.2037 | 12.1327 | 28.51 | 538.1631
4333 | 3.1509 | 64.5109 | 9.2727 | 28.3 | 480.5164
4334 | 5.592 | 65.3903 | 10.8929 | 28.09 | 350.6446
4335 | 4.3781 | 61.7076 | 12.0527 | 27.88 | 267.0891
4336 | 3.1624 | 55.0324 | 12.6627 | 27.16 | 131.9645
4337 | 4.3892 | 59.7266 | 15.3144 | 26.45 | 54.542
4338 | 4.4489 | 63.7413 | 32.9819 | 25.73 | 23.8075
4339 | 4.4781 | 80.7172 | 41.6162 | 24.38 | 3.1511
4340 | 5.6869 | 86.359 | 38.9629 | 23.04 | 0
4341 | 4.4966 | 74.5389 | 47.0693 | 21.69 | 0
4342 | 4.4739 | 68.0529 | 40.3548 | 21.27 | 0
4343 | 3.2272 | 52.8426 | 31.8249 | 20.86 | 0
4344 | 5.6422 | 76.1703 | 25.7295 | 20.44 | 0
4345 | 4.4081 | 62.5698 | 20.9024 | 19.94 | 0
4346 | 3.1905 | 37.527 | 20.9652 | 19.44 | 0
4347 | 4.4123 | 59.3249 | 22.1677 | 18.94 | 0
4348 | 4.4167 | 79.9933 | 23.4475 | 20.23 | 7.5308
4349 | 4.4344 | 106.474 | 28.6825 | 21.51 | 53.6183
4350 | 5.6899 | 106.9413 | 39.8524 | 22.8 | 184.1081
4351 | 4.5137 | 103.3292 | 52.1424 | 24.53 | 380.8161
4352 | 4.4876 | 67.6333 | 44.4056 | 26.26 | 574.4812
4353 | 3.2608 | 66.7998 | 41.7552 | 28 | 725.8181
4354 | 5.6817 | 100.2848 | 37.4 | 28.57 | 728.9768
4355 | 3.2263 | 60.2862 | 31.5433 | 29.14 | 667.0797
4356 | 5.6437 | 60.7935 | 26.189 | 29.72 | 535.2283
4357 | 3.2096 | 59.522 | 26.616 | 28.46 | 478.896
4358 | 5.6421 | 103.4118 | 25.7209 | 27.2 | 239.8552
4359 | 4.4308 | 91.9372 | 27.6283 | 25.95 | 134.9052
4360 | 4.4541 | 75.2747 | 34.5206 | 25.23 | 142.793
4361 | 4.4586 | 57.1072 | 35.8304 | 24.52 | 112.0366
4362 | 3.2609 | 55.9163 | 41.7805 | 23.81 | 34.9341
4363 | 4.5242 | 59.2968 | 55.2224 | 22.68 | 3.6847
4364 | 4.5241 | 62.2378 | 55.2024 | 21.56 | 0
4365 | 5.7385 | 63.5803 | 54.2024 | 20.43 | 0
4366 | 4.495 | 54.9507 | 46.5926 | 20 | 0
4367 | 3.2362 | 39.8125 | 34.4689 | 19.57 | 0
4368 | 4.4582 | 45.2896 | 35.7245 | 19.14 | 0
4369 | 4.4344 | 47.2342 | 28.6884 | 18.89 | 0
4370 | 4.4286 | 57.3756 | 26.9733 | 18.64 | 0
4371 | 4.4358 | 59.1209 | 29.1014 | 18.39 | 0
4372 | 4.4454 | 83.9819 | 31.9386 | 19.54 | 1.1159
4373 | 5.6712 | 110.1091 | 34.324 | 20.7 | 15.3831
4374 | 3.264 | 93.1414 | 42.6824 | 21.85 | 49.2476
4375 | 5.7245 | 110.938 | 50.0741 | 23.06 | 194.9487
4376 | 4.5101 | 81.349 | 51.0693 | 24.27 | 374.6954
4377 | 4.5022 | 72.9322 | 48.7357 | 25.48 | 460.7839
4378 | 4.4772 | 70.0538 | 41.351 | 25.82 | 434.6606
4379 | 4.4743 | 63.8838 | 40.4695 | 26.17 | 554.7285
4380 | 4.4624 | 62.7942 | 36.965 | 26.51 | 473.7655
4381 | 4.4439 | 59.9606 | 31.4883 | 26.88 | 458.44
4382 | 4.4422 | 58.6851 | 31.0013 | 27.24 | 526.8242
4383 | 4.4638 | 53.9352 | 37.38 | 27.61 | 451.5776
4384 | 3.2519 | 50.4068 | 39.1202 | 27.06 | 292.879
4385 | 4.5094 | 56.964 | 50.8641 | 26.51 | 137.8821
4386 | 5.7185 | 68.4133 | 48.2919 | 25.96 | 45.6149
4387 | 3.2863 | 66.6568 | 49.2919 | 24.52 | 6.1867
4388 | 4.4962 | 79.5228 | 46.9419 | 23.08 | 0
4389 | 5.6954 | 81.7096 | 41.4719 | 21.64 | 0
4390 | 4.4597 | 67.0286 | 36.1577 | 21.08 | 0
4391 | 4.4577 | 52.1253 | 35.5699 | 20.52 | 0
4392 | 3.2106 | 38.9077 | 26.9199 | 19.96 | 0
4393 | 4.4063 | 43.4018 | 20.3939 | 19.89 | 0
4394 | 5.641 | 47.4288 | 25.3806 | 19.81 | 0
4395 | 3.1996 | 47.1957 | 23.6512 | 19.73 | 0
4396 | 4.4251 | 69.6307 | 25.9313 | 21.16 | 0.55002
4397 | 5.6416 | 156.3922 | 25.5608 | 22.59 | 9.4746
4398 | 4.4732 | 132.4545 | 40.158 | 24.02 | 30.4043
4399 | 4.4919 | 120.7547 | 45.6968 | 25.76 | 73.7544
4400 | 3.2773 | 82.0746 | 46.6225 | 27.49 | 146.3068
4401 | 4.5217 | 83.1961 | 54.5093 | 29.23 | 229.1204
4402 | 5.7374 | 85.3951 | 53.8859 | 29.55 | 260.981
4403 | 4.5419 | 82.2638 | 60.4788 | 29.87 | 245.7971
4404 | 4.5158 | 74.7477 | 52.7392 | 30.19 | 229.1245
4405 | 3.3215 | 62.2752 | 59.702 | 29.31 | 188.5742
4406 | 5.7361 | 63.0997 | 53.4885 | 28.42 | 166.3754
4407 | 4.511 | 59.6232 | 51.3437 | 27.54 | 141.309
4408 | 3.2869 | 52.9976 | 49.4581 | 26.64 | 116.7039
4409 | 4.5045 | 57.544 | 49.4218 | 25.73 | 63.6286
4410 | 4.4801 | 61.4417 | 42.1959 | 24.82 | 24.0875
4411 | 4.4815 | 78.3023 | 42.6002 | 23.92 | 2.9661
4412 | 5.6861 | 83.7316 | 38.7048 | 23.02 | 0
4413 | 4.4758 | 72.0201 | 40.9275 | 22.12 | 0
4414 | 4.4613 | 65.7634 | 36.6462 | 20.83 | 0
4415 | 4.4767 | 51.1281 | 41.1928 | 19.54 | 0
4416 | 3.2306 | 39.4356 | 32.8285 | 18.24 | 0
4417 | 4.4465 | 43.9292 | 32.2645 | 17.59 | 0
4418 | 5.6552 | 47.9046 | 29.5909 | 16.94 | 0
4419 | 3.2207 | 47.6414 | 29.8946 | 16.29 | 0
4420 | 4.4474 | 70.3844 | 32.5324 | 16.33 | 2.6656
4421 | 5.6686 | 157.0244 | 33.5376 | 16.38 | 19.651
4422 | 4.4863 | 132.9912 | 44.0441 | 16.42 | 28.6411
4423 | 4.5104 | 121.732 | 51.1675 | 17.44 | 116.5142
4424 | 3.3057 | 83.1156 | 55.0275 | 18.46 | 208.3497
4425 | 4.5259 | 84.2551 | 55.7475 | 19.48 | 340.8726
4426 | 5.7269 | 86.3574 | 50.7623 | 20.25 | 414.9329
4427 | 4.5153 | 83.2021 | 52.5923 | 21.01 | 583.2397
4428 | 4.5199 | 75.7409 | 53.954 | 21.78 | 626.2655
4429 | 3.2775 | 63.2289 | 46.6937 | 21.48 | 696.9775
4430 | 5.6974 | 64.0829 | 42.0535 | 21.18 | 590.6621
4431 | 4.4679 | 60.4989 | 38.5872 | 20.88 | 411.8746
4432 | 3.2378 | 53.8972 | 34.9406 | 20.6 | 277.3664
4433 | 4.4762 | 58.5029 | 41.0475 | 20.31 | 146.9796
4434 | 4.4881 | 62.4451 | 44.5475 | 20.02 | 46.4256
4435 | 4.4955 | 79.2376 | 46.7375 | 19.15 | 6.5307
4436 | 5.6991 | 84.7618 | 42.5475 | 18.27 | 0
4437 | 4.4719 | 73.0786 | 39.7775 | 17.39 | 0
4438 | 4.488 | 66.7229 | 44.5375 | 16.69 | 0
4439 | 4.4586 | 51.8305 | 35.8395 | 15.98 | 0
4440 | 3.2338 | 41.2937 | 33.7569 | 15.27 | 0
4441 | 4.4409 | 45.9232 | 30.5995 | 15.17 | 0
4442 | 5.6499 | 49.9552 | 28.0041 | 15.07 | 0
4443 | 3.2189 | 49.6463 | 29.3592 | 14.97 | 0
4444 | 4.4368 | 73.4654 | 29.3994 | 16.22 | 1.6199
4445 | 5.6823 | 162.5878 | 37.586 | 17.48 | 16.9648
4446 | 4.4498 | 137.7049 | 33.2375 | 18.73 | 76.9072
4447 | 4.4805 | 126.6533 | 42.3175 | 19.91 | 181.646
4448 | 3.2811 | 86.9422 | 47.7375 | 21.08 | 267.3841
4449 | 4.5054 | 88.139 | 49.6775 | 22.26 | 301.9814
4450 | 5.7173 | 90.1845 | 47.9275 | 22.84 | 297.8007
4451 | 4.4727 | 86.9031 | 39.9988 | 23.42 | 268.3909
4452 | 4.4573 | 79.2839 | 35.4519 | 24 | 281.7762
4453 | 3.2103 | 66.3419 | 26.8052 | 24.03 | 268.1306
4454 | 5.6436 | 67.2587 | 26.1388 | 24.05 | 327.1492
4455 | 4.4526 | 63.4316 | 34.0723 | 24.08 | 227.4517
4456 | 3.2348 | 56.6591 | 34.0666 | 23.58 | 246.4047
4457 | 4.4556 | 61.4789 | 34.9511 | 23.08 | 139.1938
4458 | 4.4324 | 65.5964 | 28.0961 | 22.57 | 43.9413
4459 | 4.4424 | 82.8146 | 31.0411 | 21.71 | 5.712
4460 | 5.656 | 88.625 | 29.8162 | 20.85 | 0
4461 | 4.4588 | 76.622 | 35.8916 | 19.98 | 0
4462 | 4.503 | 69.9496 | 48.9675 | 19.71 | 0
4463 | 4.4764 | 54.2833 | 41.0897 | 19.43 | 0
4464 | 3.1944 | 39.4853 | 22.1259 | 19.15 | 0
4465 | 4.4368 | 43.9993 | 29.4067 | 18.13 | 0
4466 | 5.6545 | 48.0053 | 29.3829 | 17.11 | 0
4467 | 3.2108 | 47.7482 | 26.9798 | 16.09 | 0
4468 | 4.4207 | 70.519 | 24.6496 | 17.54 | 7.2334
4469 | 5.6531 | 157.5806 | 28.963 | 18.98 | 54.561
4470 | 4.4534 | 133.4621 | 34.3041 | 20.43 | 188.7639
4471 | 4.4646 | 122.0444 | 37.6293 | 22.29 | 395.4186
4472 | 3.2197 | 83.2378 | 29.6042 | 24.16 | 600.3749
4473 | 4.4483 | 84.378 | 32.7914 | 26.02 | 751.2819
4474 | 5.6587 | 86.5135 | 30.6197 | 26.8 | 809.2912
4475 | 4.4278 | 83.3497 | 26.7497 | 27.58 | 840.9848
4476 | 4.4 | 75.8414 | 18.531 | 28.36 | 901.1574
4477 | 3.1864 | 63.2824 | 19.7642 | 28.38 | 806.5305
4478 | 5.6288 | 64.133 | 21.7817 | 28.39 | 584.9779
4479 | 4.4172 | 60.5591 | 23.6128 | 28.41 | 447.6898
4480 | 3.2123 | 53.9217 | 27.4152 | 27.41 | 307.7455
4481 | 4.4876 | 58.5338 | 44.4043 | 26.41 | 189.0159
4482 | 4.4749 | 62.4829 | 40.6596 | 25.4 | 62.7301
4483 | 4.4759 | 79.368 | 40.9596 | 24.35 | 8.6101
4484 | 5.691 | 84.894 | 40.1596 | 23.29 | 0
4485 | 4.4716 | 73.1511 | 39.6896 | 22.23 | 0
4486 | 4.4725 | 66.7908 | 39.9496 | 21.77 | 0
4487 | 4.4443 | 51.8937 | 31.624 | 21.31 | 0
4488 | 3.2347 | 39.9661 | 34.0255 | 20.85 | 0
4489 | 4.407 | 44.501 | 20.5764 | 20.59 | 0
4490 | 5.6237 | 48.4971 | 20.2582 | 20.33 | 0
4491 | 3.1853 | 48.2219 | 19.4382 | 20.07 | 0
4492 | 4.4151 | 71.272 | 22.9699 | 20.31 | 4.5445
4493 | 5.6162 | 158.6747 | 18.0442 | 20.54 | 36.7126
4494 | 4.3976 | 134.3895 | 17.8054 | 20.78 | 159.9189
4495 | 4.4043 | 123.1645 | 19.7797 | 21.45 | 354.038
4496 | 3.1863 | 84.2111 | 19.7378 | 22.12 | 462.2266
4497 | 4.4008 | 85.3668 | 18.749 | 22.79 | 556.7472
4498 | 5.6078 | 87.4582 | 15.5647 | 22.97 | 579.5485
4499 | 4.3928 | 84.2661 | 16.3815 | 23.15 | 751.9364
4500 | 4.389 | 76.7533 | 15.2608 | 23.33 | 853.1775
4501 | 3.1663 | 64.1131 | 13.8192 | 23.48 | 826.2589
4502 | 5.5918 | 64.9843 | 10.8494 | 23.63 | 753.1501
4503 | 4.3803 | 61.3334 | 12.7073 | 23.78 | 538.4766
4504 | 3.1662 | 54.6782 | 13.7802 | 23.01 | 351.0537
4505 | 4.4092 | 59.3452 | 21.2297 | 22.23 | 152.5996
4506 | 4.4853 | 63.3377 | 43.7343 | 21.45 | 40.4077
4507 | 4.4496 | 80.2641 | 33.1695 | 20.32 | 5.4406
4508 | 5.6734 | 85.8691 | 34.9669 | 19.19 | 0
4509 | 4.46 | 74.0869 | 36.2672 | 18.05 | 0
4510 | 4.4527 | 67.6413 | 34.1058 | 17.44 | 0
4511 | 3.2273 | 52.5304 | 31.8427 | 16.82 | 0
4512 | 5.6536 | 78.9636 | 29.1189 | 16.2 | 0
4513 | 4.4326 | 65.151 | 28.1504 | 15.65 | 0
4514 | 3.2316 | 39.5845 | 33.1265 | 15.09 | 0
4515 | 4.4305 | 61.7463 | 27.5381 | 14.53 | 0
4516 | 4.4221 | 83.5858 | 25.0636 | 15.69 | 7.6022
4517 | 4.4674 | 111.3272 | 38.4298 | 16.84 | 53.2597
4518 | 5.6988 | 111.3756 | 42.4796 | 18 | 142.844
4519 | 4.4899 | 108.317 | 45.0796 | 19.38 | 222.021
4520 | 4.5166 | 71.6169 | 52.9896 | 20.75 | 332.046
4521 | 3.2609 | 70.8108 | 41.7864 | 22.13 | 380.7634
4522 | 5.6802 | 104.7972 | 36.9827 | 22.82 | 514.6048
4523 | 3.2434 | 63.9556 | 36.6097 | 23.52 | 601.99
4524 | 5.6611 | 64.4835 | 31.3385 | 24.21 | 698.7512
4525 | 3.222 | 62.9818 | 30.278 | 24.44 | 612.2866
4526 | 5.6543 | 107.773 | 29.3149 | 24.67 | 625.8709
4527 | 4.4542 | 95.8562 | 34.5297 | 24.9 | 461.2693
4528 | 4.4567 | 78.8416 | 35.2661 | 24.07 | 306.1504
4529 | 4.4838 | 60.4773 | 43.2889 | 23.24 | 179.5011
4530 | 3.2807 | 59.3828 | 47.6406 | 22.4 | 46.2079
4531 | 4.5166 | 62.8985 | 52.9996 | 21.61 | 5.8233
4532 | 4.4955 | 66.1179 | 46.7496 | 20.82 | 0
4533 | 5.7099 | 67.4049 | 45.7496 | 20.02 | 0
4534 | 4.4757 | 58.3716 | 40.8878 | 19.11 | 0
4535 | 3.2199 | 42.3418 | 29.6687 | 18.19 | 0
4536 | 4.4409 | 49.2629 | 30.6147 | 17.27 | 0
4537 | 4.4315 | 51.3634 | 27.8268 | 16.45 | 0
4538 | 4.4358 | 61.8008 | 29.0957 | 15.62 | 0
4539 | 4.4357 | 63.5159 | 29.067 | 14.79 | 0
4540 | 4.4182 | 90.6329 | 23.9098 | 16.4 | 7.6437
4541 | 5.6637 | 119.0248 | 32.1039 | 18.02 | 54.939
4542 | 3.2637 | 100.6924 | 42.6128 | 19.63 | 190.7203
4543 | 5.7371 | 120.2228 | 53.7896 | 21.55 | 393.6185
4544 | 4.5067 | 88.9953 | 50.0554 | 23.47 | 599.022
4545 | 4.5009 | 80.3457 | 48.3506 | 25.39 | 775.1518
4546 | 4.4937 | 77.1171 | 46.2242 | 26.17 | 906.2632
4547 | 4.4932 | 70.5895 | 46.0649 | 26.96 | 977.4134
4548 | 4.4615 | 69.4788 | 36.7097 | 27.74 | 978.3886
4549 | 4.4488 | 66.1839 | 32.9445 | 27.71 | 875.0706
4550 | 4.4401 | 64.9651 | 30.3681 | 27.69 | 755.3836
4551 | 4.4546 | 59.6555 | 34.6531 | 27.66 | 521.3501
4552 | 3.2437 | 55.9415 | 36.6997 | 26.95 | 396.8997
4553 | 4.5067 | 63.0022 | 50.0567 | 26.24 | 165.8135
4554 | 5.7311 | 75.0777 | 52.0096 | 25.52 | 40.1238
4555 | 3.3082 | 73.3793 | 55.7596 | 24.16 | 5.147
4556 | 4.5199 | 87.1023 | 53.9596 | 22.79 | 0
4557 | 5.7308 | 89.2279 | 51.9396 | 21.42 | 0
4558 | 4.4912 | 73.5953 | 45.4828 | 21.18 | 0
4559 | 4.4692 | 57.1017 | 38.9817 | 20.93 | 0
4560 | 3.2249 | 43.544 | 31.1462 | 20.68 | 0
4561 | 4.4418 | 48.1317 | 30.8754 | 20.66 | 0
4562 | 5.6484 | 50.9693 | 27.5651 | 20.63 | 0
4563 | 3.2255 | 50.576 | 31.3218 | 20.6 | 0
4564 | 4.4436 | 75.5141 | 31.4156 | 21.14 | 7.5369
4565 | 5.6553 | 160.4334 | 29.5977 | 21.67 | 54.2769
4566 | 4.449 | 138.0121 | 33.003 | 22.21 | 191.1945
4567 | 4.4737 | 131.8724 | 40.3182 | 22.83 | 391.9969
4568 | 3.2732 | 90.521 | 45.4119 | 23.44 | 598.7816
4569 | 4.4778 | 91.4537 | 41.5164 | 24.06 | 774.1434
4570 | 5.6922 | 95.8703 | 40.5329 | 24.74 | 903.5957
4571 | 4.471 | 89.9425 | 39.5141 | 25.42 | 955.6074
4572 | 4.4383 | 82.7897 | 29.8513 | 26.1 | 957.0306
4573 | 3.2163 | 69.4902 | 28.5906 | 26.46 | 896.3198
4574 | 5.6521 | 70.8808 | 28.6779 | 26.81 | 781.0948
4575 | 4.4371 | 67.0126 | 29.4814 | 27.17 | 614.7858
4576 | 3.2369 | 59.7924 | 34.6843 | 26.42 | 411.6309
4577 | 4.4556 | 64.231 | 34.9588 | 25.67 | 209.066
4578 | 4.4709 | 69.0518 | 39.4668 | 24.92 | 58.6364
4579 | 4.4761 | 86.0347 | 41.0182 | 23.4 | 7.8116
4580 | 5.6802 | 92.5606 | 36.9778 | 21.87 | 0
4581 | 4.481 | 79.2076 | 42.4718 | 20.34 | 0
4582 | 4.4745 | 72.9654 | 40.5398 | 19.92 | 0
4583 | 4.4506 | 57.6915 | 33.462 | 19.5 | 0
4584 | 3.2289 | 43.4497 | 32.3276 | 19.07 | 0
4585 | 4.4377 | 47.9989 | 29.6499 | 18.9 | 0
4586 | 5.6555 | 50.7898 | 29.6609 | 18.73 | 0
4587 | 3.2181 | 50.3842 | 29.1305 | 18.55 | 0
4588 | 4.4359 | 75.2718 | 29.1389 | 19.66 | 3.8616
4589 | 5.6611 | 159.4316 | 31.3283 | 20.77 | 29.872
4590 | 4.4783 | 137.1394 | 41.6675 | 21.88 | 91.1898
4591 | 4.5132 | 131.266 | 51.9696 | 23.66 | 158.7147
4592 | 3.2804 | 90.2991 | 47.5353 | 25.43 | 339.7255
4593 | 4.4986 | 91.2343 | 47.6534 | 27.21 | 466.2676
4594 | 5.7157 | 95.5553 | 47.4641 | 28.01 | 487.4008
4595 | 4.4951 | 89.6733 | 46.6346 | 28.8 | 504.4198
4596 | 4.4734 | 82.6076 | 40.2155 | 29.6 | 582.6277
4597 | 3.2491 | 69.3997 | 38.2837 | 30 | 580.6271
4598 | 5.6751 | 70.7925 | 35.4564 | 30.41 | 576.3187
4599 | 4.4559 | 66.9003 | 35.05 | 30.81 | 524.4532
4600 | 3.2379 | 59.7546 | 34.9847 | 29.85 | 373.7955
4601 | 4.4712 | 64.1885 | 39.5713 | 28.88 | 190.7292
4602 | 4.5148 | 68.99 | 52.4696 | 27.91 | 61.4015
4603 | 4.5301 | 85.796 | 56.9896 | 26.7 | 8.392
4604 | 5.7399 | 92.3148 | 54.6296 | 25.48 | 0
4605 | 4.5032 | 79.0928 | 49.0396 | 24.26 | 0
4606 | 4.4907 | 72.8493 | 45.3393 | 23.82 | 0
4607 | 4.4637 | 57.5668 | 37.3408 | 23.37 | 0
4608 | 3.2321 | 43.6277 | 33.2516 | 22.92 | 0
4609 | 4.4476 | 48.1954 | 32.593 | 22.81 | 0
4610 | 5.6631 | 50.9975 | 31.9031 | 22.7 | 0
4611 | 3.2192 | 50.5903 | 29.4534 | 22.58 | 0
4612 | 4.4321 | 75.5798 | 28.0036 | 23.56 | 5.2016
4613 | 5.6498 | 160.082 | 27.9829 | 24.54 | 45.0167
4614 | 4.4815 | 137.6987 | 42.6228 | 25.52 | 181.6072
4615 | 4.5074 | 131.8023 | 50.2696 | 27.22 | 372.9063
4616 | 3.2977 | 90.6688 | 52.6496 | 28.92 | 584.0915
4617 | 4.4835 | 91.6079 | 43.2086 | 30.62 | 755.4022
4618 | 5.7242 | 95.9462 | 49.9896 | 30.26 | 886.6315
4619 | 4.4799 | 90.0403 | 42.1256 | 29.89 | 951.4692
4620 | 4.4764 | 82.9459 | 41.1054 | 29.53 | 959.3049
4621 | 3.226 | 69.6841 | 31.4705 | 29.73 | 910.1136
4622 | 5.6665 | 71.0827 | 32.9116 | 29.92 | 789.8728
4623 | 4.4471 | 67.1745 | 32.4423 | 30.12 | 614.9889
4624 | 3.2356 | 59.9997 | 34.2929 | 29.43 | 412.174
4625 | 4.4558 | 64.4518 | 35.0128 | 28.73 | 210.4949
4626 | 4.499 | 69.273 | 47.7801 | 28.03 | 61.2863
4627 | 4.5142 | 86.1472 | 52.2785 | 26.96 | 8.3624
4628 | 5.7199 | 92.6927 | 48.6969 | 25.89 | 0
4629 | 4.4985 | 79.4169 | 47.6453 | 24.82 | 0
4630 | 4.4848 | 73.1479 | 43.5922 | 24.32 | 0
4631 | 3.2543 | 57.8026 | 39.8288 | 23.82 | 0
4632 | 4.4638 | 59.45 | 37.3864 | 23.32 | 0
4633 | 4.4553 | 65.44 | 34.8575 | 22.79 | 0
4634 | 5.6896 | 68.9256 | 39.7612 | 22.25 | 0
4635 | 3.2323 | 68.2629 | 33.308 | 21.71 | 0
4636 | 4.4754 | 102.3447 | 40.7942 | 22.25 | 5.7839
4637 | 5.6643 | 212.7742 | 32.2722 | 22.8 | 44.3349
4638 | 4.4448 | 182.9334 | 31.7633 | 23.34 | 142.8347
4639 | 4.4717 | 176.9714 | 39.7225 | 23.5 | 382.1789
4640 | 3.2325 | 123.3383 | 33.377 | 23.67 | 550.8309
4641 | 4.4535 | 124.6558 | 34.3205 | 23.83 | 766.0113
4642 | 5.6739 | 129.8619 | 35.1188 | 23.77 | 852.8876
4643 | 4.4565 | 122.0839 | 35.2262 | 23.72 | 895.7467
4644 | 4.4556 | 113.004 | 34.9493 | 23.66 | 916.5603
4645 | 3.2345 | 95.4468 | 33.9824 | 24.67 | 864.4065
4646 | 5.6637 | 97.3962 | 32.0855 | 25.68 | 759.5194
4647 | 4.4359 | 91.8054 | 29.1387 | 26.69 | 609.307
4648 | 3.2204 | 82.5103 | 29.8153 | 26.06 | 377.7333
4649 | 4.449 | 88.6176 | 33.0053 | 25.43 | 172.0991
4650 | 4.4856 | 95.1147 | 43.8232 | 24.8 | 48.9906
4651 | 4.4848 | 116.96 | 43.6005 | 24.17 | 5.9642
4652 | 5.6903 | 125.9366 | 39.9702 | 23.54 | 0
4653 | 4.4948 | 108.6831 | 46.5342 | 22.91 | 0
4654 | 4.4674 | 100.0195 | 38.4329 | 22.87 | 0
4655 | 3.2348 | 78.7667 | 34.0484 | 22.82 | 0
4656 | 4.4222 | 131.8751 | 25.0703 | 22.77 | 0
4657 | 5.6308 | 135.0573 | 22.3541 | 21.45 | 0
4658 | 3.193 | 131.7812 | 21.6979 | 20.13 | 0
4659 | 4.406 | 150.5128 | 20.2953 | 18.8 | 0
4660 | 4.4044 | 224.3744 | 19.8241 | 18.82 | 3.0259
4661 | 4.4026 | 362.2326 | 19.2753 | 18.84 | 25.4011
4662 | 5.6222 | 413.2015 | 19.8253 | 18.86 | 55.7188
4663 | 4.4026 | 408.9293 | 19.2873 | 20.19 | 102.5883
4664 | 4.4046 | 320.8215 | 19.88 | 21.51 | 309.53
4665 | 4.3824 | 289.2046 | 13.302 | 22.84 | 436.0913
4666 | 4.3871 | 270.8118 | 14.6996 | 23.43 | 392.0588
4667 | 3.1785 | 238.6484 | 17.4058 | 24.03 | 423.2981
4668 | 5.6043 | 240.0829 | 14.5213 | 24.62 | 434.4957
4669 | 4.3732 | 213.581 | 10.6093 | 23.82 | 387.5799
4670 | 4.3759 | 199.5401 | 11.3871 | 23.02 | 390.64
4671 | 4.372 | 195.598 | 10.2502 | 22.22 | 246.9131
4672 | 3.1557 | 185.0694 | 10.6665 | 21.55 | 142.5295
4673 | 4.4202 | 196.2781 | 24.5028 | 20.88 | 61.2421
4674 | 4.4466 | 228.5952 | 32.2995 | 20.21 | 20.1721
4675 | 4.4563 | 261.9739 | 35.1685 | 19.43 | 2.2799
4676 | 5.698 | 273.2396 | 42.2376 | 18.65 | 0
4677 | 4.485 | 248.024 | 43.6549 | 17.86 | 0
4678 | 4.477 | 205.5258 | 41.2808 | 17.64 | 0
4679 | 4.4613 | 166.9073 | 36.6258 | 17.42 | 0
4680 | 4.452 | 125.3249 | 33.9031 | 17.2 | 0
4681 | 4.4285 | 118.6573 | 26.9408 | 16.36 | 0
4682 | 3.2235 | 102.4271 | 30.7106 | 15.52 | 0
4683 | 4.4426 | 116.948 | 31.1018 | 14.68 | 0
4684 | 4.4681 | 165.6983 | 38.6423 | 14.55 | 0
4685 | 4.4468 | 222.1053 | 32.3547 | 14.42 | 23.459
4686 | 5.7168 | 259.6612 | 47.7983 | 14.29 | 104.8591
4687 | 4.5171 | 243.8183 | 53.122 | 15.56 | 211.7089
4688 | 4.4888 | 231.0119 | 44.7821 | 16.82 | 254.1718
4689 | 3.2662 | 212.296 | 43.3368 | 18.09 | 205.7331
4690 | 5.6852 | 223.4637 | 38.4346 | 18.01 | 255.5314
4691 | 4.4732 | 183.3758 | 40.1441 | 17.92 | 187.454
4692 | 4.4604 | 183.2735 | 36.3734 | 17.84 | 308.6717
4693 | 3.233 | 176.2157 | 33.5345 | 18.05 | 584.961
4694 | 5.6805 | 186.656 | 37.0598 | 18.26 | 662.1172
4695 | 4.4571 | 176.8207 | 35.3871 | 18.47 | 560.5643
4696 | 4.4604 | 172.8845 | 36.3655 | 17.79 | 363.3667
4697 | 4.4794 | 165.7684 | 41.9945 | 17.1 | 171.7502
4698 | 3.2902 | 154.5055 | 50.4502 | 16.41 | 53.0876
4699 | 4.5197 | 176.1032 | 53.8902 | 15.7 | 6.5518
4700 | 5.7391 | 179.8367 | 54.3902 | 14.99 | 0
4701 | 4.5307 | 179.6321 | 57.1502 | 14.28 | 0
4702 | 4.5053 | 153.1353 | 49.6614 | 14.18 | 0
4703 | 4.4807 | 112.825 | 42.3809 | 14.08 | 0
4704 | 3.2382 | 88.9188 | 35.065 | 13.97 | 0
4705 | 4.4504 | 91.808 | 33.4193 | 13.75 | 0
4706 | 4.447 | 110.988 | 32.4033 | 13.53 | 0
4707 | 4.4461 | 111.6989 | 32.1371 | 13.31 | 0
4708 | 4.4436 | 169.1193 | 31.4006 | 14.02 | 0
4709 | 4.4518 | 233.4101 | 33.8438 | 14.74 | 38.3176
4710 | 5.681 | 235.7843 | 37.1968 | 15.45 | 138.5182
4711 | 4.507 | 232.1603 | 50.1448 | 16.32 | 336.5829
4712 | 4.5364 | 180.2926 | 58.8509 | 17.2 | 565.5362
4713 | 4.5069 | 161.1043 | 50.107 | 18.07 | 719.9603
4714 | 4.4952 | 153.5194 | 46.6658 | 18.45 | 825.8875
4715 | 4.4739 | 139.0532 | 40.3743 | 18.83 | 950.6063
4716 | 4.4584 | 138.5821 | 35.7699 | 19.21 | 964.6226
4717 | 4.4539 | 129.4974 | 34.4401 | 19.62 | 887.8889
4718 | 4.4553 | 122.2056 | 34.853 | 20.04 | 785.2744
4719 | 3.2609 | 116.519 | 41.7909 | 20.45 | 614.0775
4720 | 4.4876 | 118.9628 | 44.4232 | 19.87 | 409.6183
4721 | 4.5023 | 133.9589 | 48.7634 | 19.28 | 205.9882
4722 | 4.5203 | 149.0082 | 54.0729 | 18.69 | 59.4947
4723 | 4.5306 | 150.8166 | 57.1274 | 17.88 | 7.9459
4724 | 4.5247 | 173.1183 | 55.381 | 17.07 | 0
4725 | 5.7299 | 178.3824 | 51.6737 | 16.25 | 0
4726 | 4.5053 | 142.4795 | 49.6358 | 15.94 | 0
4727 | 4.4639 | 110.4759 | 37.4204 | 15.63 | 0
4728 | 3.2461 | 90.5214 | 37.4099 | 15.31 | 0
4729 | 5.6764 | 92.4476 | 35.8447 | 14.89 | 0
4730 | 3.2379 | 89.9362 | 34.976 | 14.47 | 0
4731 | 4.4503 | 102.249 | 33.3966 | 14.04 | 0
4732 | 4.4709 | 153.7439 | 39.4902 | 14.4 | 0
4733 | 4.4756 | 246.4752 | 40.873 | 14.75 | 50.0837
4734 | 5.715 | 280.3454 | 47.2702 | 15.11 | 180.3734
4735 | 4.5463 | 276.5425 | 61.7625 | 16.02 | 383.5707
4736 | 4.5364 | 219.4081 | 58.8348 | 16.93 | 589.5433
4737 | 4.5333 | 199.2221 | 57.9247 | 17.84 | 768.4066
4738 | 4.508 | 186.5255 | 50.4386 | 18.41 | 900.9373
4739 | 3.294 | 165.5757 | 51.5666 | 18.99 | 974.1409
4740 | 5.7129 | 166.3705 | 46.6335 | 19.56 | 981.9548
4741 | 4.4863 | 148.3409 | 44.0297 | 19.53 | 914.5425
4742 | 4.5015 | 139.3568 | 48.5373 | 19.49 | 786.372
4743 | 4.4991 | 136.2171 | 47.8019 | 19.46 | 612.6945
4744 | 3.2849 | 129.8225 | 48.8841 | 19.04 | 407.6804
4745 | 4.5148 | 137.521 | 52.4519 | 18.61 | 206.0341
4746 | 4.5431 | 158.9881 | 60.8175 | 18.18 | 55.3867
4747 | 4.5607 | 180.981 | 66.0102 | 17.76 | 7.0865
4748 | 5.7763 | 188.9608 | 65.3902 | 17.33 | 0
4749 | 4.536 | 172.9311 | 58.7202 | 16.9 | 0
4750 | 4.5303 | 143.6383 | 57.0277 | 16.74 | 0
4751 | 4.479 | 115.4813 | 41.8575 | 16.58 | 0
4752 | 3.2405 | 76.8879 | 35.7599 | 16.42 | 0
4753 | 5.6762 | 78.4426 | 35.7954 | 16.31 | 0
4754 | 3.2374 | 76.2265 | 34.8338 | 16.19 | 0
4755 | 4.4529 | 86.5128 | 34.1433 | 16.07 | 0
4756 | 4.4549 | 130.503 | 34.7337 | 16.56 | 0
4757 | 4.4567 | 208.6691 | 35.2684 | 17.04 | 13.5402
4758 | 5.6902 | 237.0859 | 39.9165 | 17.53 | 60.8915
4759 | 4.5323 | 233.5809 | 57.6142 | 19 | 126.564
4760 | 4.5372 | 186.1074 | 59.0788 | 20.48 | 173.0697
4761 | 4.5268 | 169.4404 | 55.9949 | 21.95 | 277.8816
4762 | 4.5139 | 158.6334 | 52.1918 | 22.6 | 257.3513
4763 | 3.2731 | 141.195 | 45.3812 | 23.25 | 259.1993
4764 | 5.6953 | 141.81 | 41.4342 | 23.9 | 302.5003
4765 | 4.4765 | 126.547 | 41.1371 | 23.54 | 415.8684
4766 | 4.4711 | 119.1225 | 39.5398 | 23.18 | 364.8699
4767 | 4.4875 | 116.3187 | 44.3876 | 22.82 | 259.4299
4768 | 3.2766 | 111.1499 | 46.4062 | 22.07 | 219.6238
4769 | 4.5002 | 117.6904 | 48.1446 | 21.31 | 147.12
4770 | 4.5103 | 135.6984 | 51.1289 | 20.55 | 34.6114
4771 | 4.5528 | 154.0888 | 63.6838 | 20.04 | 3.543
4772 | 5.7758 | 160.9447 | 65.2202 | 19.53 | 0
4773 | 4.5255 | 147.733 | 55.6063 | 19.01 | 0
4774 | 4.5189 | 122.8136 | 53.6754 | 18.81 | 0
4775 | 4.4775 | 98.3769 | 41.4223 | 18.61 | 0
4776 | 3.2431 | 53.4353 | 36.5146 | 18.41 | 0
4777 | 4.4561 | 58.8367 | 35.1099 | 18.16 | 0
4778 | 5.6649 | 61.9945 | 32.4601 | 17.9 | 0
4779 | 3.2467 | 61.4069 | 37.5908 | 17.64 | 0
4780 | 4.4649 | 92.0383 | 37.7128 | 18.52 | 0
4781 | 5.6731 | 191.6475 | 34.8624 | 19.41 | 45.5322
4782 | 4.4904 | 164.7765 | 45.2567 | 20.29 | 169.3955
4783 | 4.5088 | 159.2631 | 50.6857 | 21.36 | 377.7768
4784 | 3.3072 | 110.8756 | 55.45 | 22.43 | 586.0544
4785 | 4.4895 | 112.057 | 44.9622 | 23.5 | 764.4768
4786 | 5.7001 | 116.7891 | 42.8612 | 23.93 | 844.1946
4787 | 4.4833 | 109.7779 | 43.132 | 24.37 | 741.1603
4788 | 4.4548 | 101.5728 | 34.7116 | 24.8 | 758.2823
4789 | 3.2437 | 85.7536 | 36.6827 | 25.07 | 647.6486
4790 | 5.6762 | 87.5025 | 35.8025 | 25.33 | 477.145
4791 | 4.4555 | 82.4971 | 34.92 | 25.6 | 479.6238
4792 | 3.2409 | 74.1064 | 35.863 | 24.86 | 345.66
4793 | 4.4688 | 79.5928 | 38.8691 | 24.11 | 161.7988
4794 | 4.4781 | 85.438 | 41.6049 | 23.36 | 51.9664
4795 | 4.5005 | 105.1589 | 48.226 | 22.3 | 6.5512
4796 | 5.7086 | 113.223 | 45.3802 | 21.23 | 0
4797 | 4.4928 | 97.6526 | 45.9602 | 20.16 | 0
4798 | 4.5037 | 89.8746 | 49.1802 | 19.48 | 0
4799 | 4.4666 | 70.7976 | 38.2183 | 18.8 | 0
4800 | 3.2659 | 47.234 | 43.2698 | 18.11 | 0
4801 | 4.4555 | 52.1001 | 34.9211 | 17.8 | 0
4802 | 5.6716 | 55.0214 | 34.4215 | 17.49 | 0
4803 | 3.2405 | 54.5441 | 35.7536 | 17.17 | 0
4804 | 4.4577 | 81.6093 | 35.5857 | 18.35 | 0
4805 | 5.6787 | 171.5016 | 36.5385 | 19.54 | 25.9502
4806 | 4.4614 | 147.4912 | 36.6819 | 20.72 | 58.228
4807 | 4.4654 | 141.808 | 37.8459 | 22.14 | 94.1963
4808 | 3.2524 | 98.0916 | 39.2535 | 23.56 | 157.1188
4809 | 4.4739 | 99.1212 | 40.3753 | 24.98 | 211.8205
4810 | 5.6838 | 103.5796 | 38.0318 | 25.47 | 223.8304
4811 | 4.4289 | 97.2767 | 27.0637 | 25.95 | 292.222
4812 | 4.4361 | 89.7944 | 29.1951 | 26.44 | 391.199
4813 | 3.2004 | 75.6102 | 23.9051 | 26.48 | 289.6785
4814 | 5.6366 | 77.1391 | 24.0951 | 26.51 | 283.4169
4815 | 4.417 | 72.8182 | 23.5295 | 26.55 | 325.8848
4816 | 3.2232 | 65.2131 | 30.6382 | 25.79 | 243.6549
4817 | 4.465 | 70.047 | 37.7203 | 25.02 | 114.2666
4818 | 4.49 | 75.2422 | 45.1315 | 24.25 | 39.4448
4819 | 4.487 | 93.123 | 44.2502 | 23.02 | 4.8422
4820 | 5.7022 | 100.2289 | 43.4602 | 21.79 | 0
4821 | 4.4832 | 86.1386 | 43.1202 | 20.55 | 0
4822 | 4.4892 | 79.3105 | 44.8902 | 20.19 | 0
4823 | 3.243 | 62.581 | 36.4772 | 19.83 | 0
4824 | 4.449 | 79.9536 | 33.0108 | 19.47 | 0
4825 | 5.6623 | 81.5866 | 31.6673 | 19.16 | 0
4826 | 3.2267 | 79.2989 | 31.6801 | 18.85 | 0
4827 | 4.4559 | 90.0299 | 35.0286 | 18.53 | 0
4828 | 4.455 | 135.7236 | 34.7902 | 19.36 | 0
4829 | 4.4296 | 217.1269 | 27.2583 | 20.18 | 6.1605
4830 | 5.669 | 246.7476 | 33.6684 | 21.01 | 25.3676
4831 | 4.4494 | 243.1583 | 33.114 | 22.52 | 64.6289
4832 | 4.4308 | 193.5792 | 27.6151 | 24.03 | 109.7088
4833 | 4.4234 | 176.1513 | 25.4451 | 25.54 | 184.4507
4834 | 4.4011 | 164.918 | 18.8551 | 26.02 | 250.9134
4835 | 3.1893 | 146.7125 | 20.6058 | 26.49 | 319.4064
4836 | 5.6226 | 147.3641 | 19.929 | 26.97 | 373.1708
4837 | 4.3929 | 131.4823 | 16.4336 | 26.99 | 339.5383
4838 | 4.3866 | 123.7201 | 14.5644 | 27.02 | 260.8433
4839 | 4.3884 | 120.8321 | 15.1034 | 27.04 | 151.4658
4840 | 3.1822 | 115.4043 | 18.5043 | 26.19 | 102.8445
4841 | 4.4283 | 122.2053 | 26.8909 | 25.34 | 63.1796
4842 | 4.457 | 140.9768 | 35.3798 | 24.49 | 22.7229
4843 | 4.47 | 160.1589 | 39.2061 | 23.36 | 2.378
4844 | 5.7114 | 167.2724 | 46.2013 | 22.23 | 0
4845 | 4.4784 | 153.4526 | 41.7061 | 21.1 | 0
4846 | 4.4841 | 127.5474 | 43.3787 | 20.44 | 0
4847 | 3.2499 | 102.2412 | 38.5214 | 19.78 | 0
4848 | 5.6845 | 122.7494 | 38.2543 | 19.11 | 0
4849 | 4.4486 | 116.2385 | 32.8977 | 18.65 | 0
4850 | 3.2244 | 100.3736 | 30.9813 | 18.19 | 0
4851 | 4.4302 | 114.5765 | 27.4552 | 17.72 | 0
4852 | 4.4381 | 162.447 | 29.7723 | 19.02 | 0
4853 | 4.4709 | 217.8518 | 39.4706 | 20.31 | 9.7288
4854 | 5.7204 | 254.6107 | 48.8576 | 21.61 | 61.3104
4855 | 4.5287 | 239.0855 | 56.5643 | 23.65 | 149.321
4856 | 4.5185 | 226.4812 | 53.5552 | 25.7 | 266.0096
4857 | 3.283 | 208.1966 | 48.2994 | 27.74 | 374.6706
4858 | 5.6957 | 219.0285 | 41.547 | 28.56 | 509.8512
4859 | 4.48 | 179.8631 | 42.1652 | 29.39 | 626.1614
4860 | 4.4692 | 179.7572 | 38.9827 | 30.21 | 650.5256
4861 | 3.2512 | 172.7892 | 38.9209 | 30.2 | 498.0999
4862 | 5.7088 | 182.9677 | 45.4247 | 30.2 | 409.9733
4863 | 4.4869 | 173.3313 | 44.2123 | 30.19 | 320.1863
4864 | 4.4967 | 169.5021 | 47.1097 | 29.03 | 275.3996
4865 | 4.5193 | 162.5959 | 53.7917 | 27.87 | 142.4328
4866 | 3.3391 | 151.673 | 64.8821 | 26.7 | 43.7714
4867 | 4.5314 | 172.8102 | 57.3634 | 25.34 | 5.1415
4868 | 5.7433 | 176.5059 | 55.6134 | 23.97 | 0
4869 | 4.5503 | 176.2942 | 62.9458 | 22.6 | 0
4870 | 4.5278 | 150.2855 | 56.3006 | 21.98 | 0
4871 | 3.2624 | 110.7219 | 42.2274 | 21.36 | 0
4872 | 4.4585 | 117.4736 | 35.7977 | 20.73 | 0
4873 | 4.4616 | 121.599 | 36.7159 | 20.46 | 0
4874 | 4.4562 | 148.9763 | 35.1373 | 20.19 | 0
4875 | 4.4499 | 149.4393 | 33.2831 | 19.92 | 0
4876 | 4.4533 | 225.1775 | 34.2877 | 20.48 | 0
4877 | 4.4791 | 309.529 | 41.8954 | 21.03 | 5.6997
4878 | 5.7251 | 311.0565 | 50.257 | 21.59 | 50.5662
4879 | 4.5319 | 307.037 | 57.5123 | 22.59 | 166.0457
4880 | 4.5308 | 235.9524 | 57.1826 | 23.58 | 313.5367
4881 | 4.5282 | 209.3332 | 56.4088 | 24.58 | 453.858
4882 | 4.5029 | 199.7833 | 48.926 | 25.23 | 515.913
4883 | 4.5103 | 180.199 | 51.1329 | 25.89 | 507.4675
4884 | 4.5132 | 179.6376 | 51.9717 | 26.54 | 423.9133
4885 | 4.504 | 168.2153 | 49.2628 | 26.88 | 401.6518
4886 | 4.5276 | 158.1398 | 56.249 | 27.21 | 286.075
4887 | 3.297 | 150.7878 | 52.4517 | 27.55 | 210.7329
4888 | 4.5191 | 154.0198 | 53.7359 | 26.77 | 169.5063
4889 | 4.524 | 174.4488 | 55.1663 | 25.98 | 112.2949
4890 | 4.5124 | 194.4507 | 51.7331 | 25.19 | 28.8495
4891 | 4.5138 | 195.9867 | 52.1663 | 24.3 | 3.3451
4892 | 4.5119 | 226.4437 | 51.607 | 23.41 | 0
4893 | 5.7366 | 234.0389 | 53.6525 | 22.52 | 0
4894 | 4.5314 | 186.1165 | 57.351 | 22.25 | 0
4895 | 4.4783 | 144.9098 | 41.6775 | 21.98 | 0
4896 | 3.2506 | 59.6904 | 38.7294 | 21.7 | 0
4897 | 4.4642 | 65.7222 | 37.4957 | 20.96 | 0
4898 | 5.6688 | 69.2469 | 33.6038 | 20.21 | 0
4899 | 3.2322 | 68.5897 | 33.2819 | 19.46 | 0
4900 | 4.4477 | 102.8071 | 32.6101 | 20.36 | 0
4901 | 5.6854 | 214.0385 | 38.5073 | 21.26 | 1.7931
4902 | 4.4909 | 184.0273 | 45.4017 | 22.16 | 27.0061
4903 | 4.5237 | 177.8851 | 55.0934 | 22.77 | 74.3332
4904 | 3.2801 | 123.853 | 47.4511 | 23.39 | 170.1456
4905 | 4.5246 | 125.1729 | 55.3491 | 24 | 215.182
4906 | 5.7464 | 130.4533 | 56.5371 | 23.87 | 191.5727
4907 | 4.5456 | 122.6235 | 61.5551 | 23.75 | 177.844
4908 | 4.5217 | 113.4627 | 54.4816 | 23.62 | 197.479
4909 | 3.3522 | 95.7958 | 68.7752 | 24.66 | 188.2644
4910 | 5.7466 | 97.7497 | 56.609 | 25.71 | 157.8536
4911 | 4.5244 | 92.1563 | 55.3066 | 26.75 | 127.1368
4912 | 3.3019 | 82.7873 | 53.8854 | 26.23 | 86.8937
4913 | 4.533 | 88.9163 | 57.8338 | 25.71 | 35.4184
4914 | 4.5322 | 95.4451 | 57.5923 | 25.18 | 15.0592
4915 | 4.5213 | 117.4653 | 54.3711 | 24.27 | 0
4916 | 5.7804 | 126.4739 | 66.5884 | 23.35 | 0
4917 | 4.5353 | 109.0875 | 58.5189 | 22.43 | 0
4918 | 4.5476 | 100.398 | 62.1593 | 22.37 | 0
4919 | 4.5213 | 79.0851 | 54.3697 | 22.31 | 0
4920 | 3.2509 | 47.442 | 38.8212 | 22.25 | 0
4921 | 4.4622 | 52.3093 | 36.8944 | 21.7 | 0
4922 | 5.6782 | 55.2148 | 36.3793 | 21.14 | 0
4923 | 3.2329 | 54.7262 | 33.4955 | 20.58 | 0
4924 | 4.4554 | 81.913 | 34.8929 | 21.06 | 0
4925 | 5.6826 | 171.7952 | 37.6714 | 21.54 | 7.6003
4926 | 4.4583 | 147.7359 | 35.7491 | 22.02 | 39.112
4927 | 4.5254 | 142.2059 | 55.5822 | 22.72 | 107.4354
4928 | 3.323 | 98.5051 | 60.1363 | 23.41 | 174.4862
4929 | 4.5632 | 99.5424 | 66.7558 | 24.11 | 307.2495
4930 | 5.7807 | 103.9598 | 66.6952 | 24.14 | 317.2567
4931 | 4.5656 | 97.6523 | 67.4746 | 24.18 | 351.3739
4932 | 4.5126 | 90.1877 | 51.8145 | 24.21 | 416.2266
4933 | 3.2967 | 75.9852 | 52.3535 | 25.16 | 359.6641
4934 | 5.7829 | 77.5246 | 67.3429 | 26.11 | 207.3669
4935 | 4.5515 | 73.1618 | 63.3099 | 27.06 | 147.3566
4936 | 3.2973 | 65.5648 | 52.5296 | 26.49 | 125.3884
4937 | 4.5079 | 70.4234 | 50.4256 | 25.92 | 79.6395
4938 | 4.5442 | 75.6352 | 61.1534 | 25.34 | 30.6857
4939 | 4.5448 | 93.496 | 61.3234 | 24.85 | 0
4940 | 5.7288 | 100.6381 | 51.3334 | 24.36 | 0
4941 | 4.5455 | 86.5577 | 61.5434 | 23.87 | 0
4942 | 4.5424 | 79.6891 | 60.6034 | 23.32 | 0
4943 | 4.489 | 62.8566 | 44.8334 | 22.76 | 0
4944 | 3.2273 | 61.0308 | 31.8539 | 22.2 | 0
4945 | 4.4405 | 67.1661 | 30.4838 | 21.47 | 0
4946 | 5.6715 | 70.7247 | 34.3941 | 20.74 | 0
4947 | 3.2536 | 70.038 | 39.6338 | 20 | 0
4948 | 4.4797 | 105.0277 | 42.0739 | 20.96 | 0
4949 | 5.6753 | 218.1138 | 35.5234 | 21.93 | 1.6871
4950 | 4.4771 | 187.5187 | 41.3134 | 22.89 | 30.2236
4951 | 4.5149 | 181.521 | 52.4734 | 23.73 | 87.7844
4952 | 3.2837 | 126.6051 | 48.5127 | 24.56 | 181.7416
4953 | 4.4925 | 127.9599 | 45.8524 | 25.4 | 253.2783
4954 | 5.7101 | 133.2626 | 45.8121 | 25.33 | 293.9905
4955 | 4.4865 | 125.2938 | 44.0818 | 25.25 | 230.7555
4956 | 4.4882 | 116.0073 | 44.5776 | 25.18 | 212.2275
4957 | 3.2741 | 98.0138 | 45.6808 | 25.25 | 193.0387
4958 | 5.7011 | 100.0176 | 43.1443 | 25.31 | 177.148
4959 | 4.4593 | 94.2624 | 36.0502 | 25.38 | 159.8373
4960 | 3.2422 | 84.7487 | 36.2398 | 24.56 | 163.0558
4961 | 4.511 | 91.0208 | 51.3434 | 23.74 | 117.9508
4962 | 4.5179 | 97.6864 | 53.3734 | 22.92 | 47.0914
4963 | 4.5281 | 120.0445 | 56.3734 | 22.21 | 0
4964 | 5.7326 | 129.2631 | 52.4534 | 21.5 | 0
4965 | 4.5119 | 111.6005 | 51.6034 | 20.78 | 0
4966 | 4.4922 | 102.6993 | 45.7665 | 20.56 | 0
4967 | 4.4768 | 80.8611 | 41.2349 | 20.33 | 0
4968 | 3.2752 | 47.1831 | 45.9932 | 20.1 | 0
4969 | 4.468 | 52.045 | 38.6251 | 20.03 | 0
4970 | 5.68 | 54.9645 | 36.9252 | 19.96 | 0
4971 | 3.2344 | 54.4882 | 33.9553 | 19.89 | 0
4972 | 4.456 | 81.524 | 35.0655 | 20.54 | 0
4973 | 5.6692 | 171.3396 | 33.7056 | 21.18 | 15.7968
4974 | 4.448 | 147.3523 | 32.7157 | 21.83 | 96.1261
4975 | 4.461 | 141.6663 | 36.5558 | 22.77 | 272.0788
4976 | 3.254 | 97.9868 | 39.746 | 23.72 | 507.2972
4977 | 4.4763 | 99.015 | 41.0605 | 24.66 | 708.6127
4978 | 5.6927 | 103.4717 | 40.6795 | 25.11 | 819.9254
4979 | 4.4504 | 97.1744 | 33.4176 | 25.57 | 813.6259
4980 | 4.4241 | 89.6977 | 25.6385 | 26.02 | 640.2115
4981 | 3.2009 | 75.5265 | 24.0358 | 26.58 | 628.9379
4982 | 5.6158 | 77.0536 | 17.9458 | 27.15 | 529.9827
4983 | 4.4115 | 72.7385 | 21.916 | 27.71 | 445.197
4984 | 3.23 | 65.1396 | 32.6558 | 26.83 | 322.7646
4985 | 4.4728 | 69.9681 | 40.0396 | 25.95 | 166.5711
4986 | 4.4761 | 75.1579 | 41.0244 | 25.06 | 42.1289
4987 | 4.4841 | 93.0244 | 43.3844 | 24.02 | 0
4988 | 5.6951 | 100.1225 | 41.3844 | 22.98 | 0
4989 | 4.457 | 86.0437 | 35.3778 | 21.94 | 0
4990 | 4.4775 | 79.2235 | 41.441 | 21.56 | 0
4991 | 4.4541 | 62.5135 | 34.4963 | 21.18 | 0
4992 | 3.2227 | 39.69 | 30.4776 | 20.79 | 0
4993 | 4.4141 | 44.2061 | 22.6952 | 20.44 | 0
4994 | 5.6078 | 48.1963 | 15.5662 | 20.09 | 0
4995 | 3.165 | 47.9285 | 13.4163 | 19.74 | 0
4996 | 4.381 | 70.8186 | 12.9058 | 20.59 | 0
4997 | 5.5987 | 157.8834 | 12.8763 | 21.45 | 7.5938
4998 | 4.377 | 133.7189 | 11.7063 | 22.3 | 59.25
4999 | 4.3876 | 122.4489 | 14.8607 | 23.02 | 243.9205
5000 | 3.1635 | 83.6441 | 12.9758 | 23.74 | 324.2043
5001 | 4.383 | 84.7913 | 13.4858 | 24.46 | 351.9383
5002 | 5.6255 | 86.8941 | 20.7955 | 24.49 | 363.1627
5003 | 4.4135 | 83.7203 | 22.5065 | 24.53 | 331.359
5004 | 4.4136 | 76.2273 | 22.5435 | 24.56 | 274.3907
5005 | 3.1956 | 63.6479 | 22.4749 | 24.95 | 251.9939
5006 | 5.6313 | 64.5093 | 22.5018 | 25.33 | 203.8532
5007 | 4.3933 | 60.896 | 16.5258 | 25.72 | 172.2934
5008 | 3.2035 | 54.2635 | 24.7941 | 25.23 | 108.0234
5009 | 4.441 | 58.8986 | 30.6354 | 24.73 | 32.184
5010 | 4.444 | 62.8653 | 31.5202 | 24.23 | 3.5657
5011 | 4.4607 | 79.7356 | 36.4647 | 23.23 | 0
5012 | 5.6889 | 85.2975 | 39.5435 | 22.22 | 0
5013 | 4.4693 | 73.5583 | 39.0033 | 21.21 | 0
5014 | 4.4554 | 67.1602 | 34.8967 | 20.81 | 0
5015 | 3.2455 | 52.1657 | 37.2383 | 20.4 | 0
5016 | 5.6826 | 79.9137 | 37.689 | 19.99 | 0
5017 | 4.4481 | 66.0106 | 32.7477 | 20.02 | 0
5018 | 3.2264 | 40.2407 | 31.5748 | 20.05 | 0
5019 | 4.4502 | 62.5542 | 33.3446 | 20.08 | 0
5020 | 4.4512 | 84.7654 | 33.6472 | 20.51 | 0
5021 | 5.6689 | 112.9171 | 33.634 | 20.94 | 13.9916
5022 | 4.4784 | 112.8509 | 41.6944 | 21.37 | 43.9659
5023 | 4.5116 | 109.9367 | 51.5044 | 22.18 | 167.6623
5024 | 4.5193 | 72.8755 | 53.7744 | 22.99 | 287.1106
5025 | 3.3136 | 72.075 | 57.3544 | 23.8 | 362.9
5026 | 5.7392 | 106.2784 | 54.3979 | 24.51 | 434.9228
5027 | 3.3152 | 65.1101 | 57.8174 | 25.23 | 362.139
5028 | 5.7313 | 65.6449 | 52.0768 | 25.94 | 582.4653
5029 | 3.3045 | 64.0767 | 54.6663 | 25.95 | 514.3717
5030 | 5.7446 | 109.2198 | 55.9961 | 25.95 | 510.5974
5031 | 4.5162 | 97.154 | 52.8567 | 25.96 | 333.4518
5032 | 4.4996 | 80.0031 | 47.9581 | 25.22 | 294.1892
5033 | 4.5045 | 61.5418 | 49.4006 | 24.48 | 159.6986
5034 | 3.2782 | 60.471 | 46.8845 | 23.74 | 41.0132
5035 | 4.4935 | 64.032 | 46.15 | 22.94 | 0
5036 | 4.4829 | 67.3353 | 43.0274 | 22.14 | 0
5037 | 5.7222 | 68.6101 | 49.3727 | 21.33 | 0
5038 | 4.5007 | 59.445 | 48.2739 | 20.36 | 0
5039 | 3.2534 | 43.1335 | 39.5662 | 19.39 | 0
5040 | 4.4621 | 52.6562 | 36.8687 | 18.42 | 0
5041 | 4.4337 | 55.3574 | 28.4706 | 18.09 | 0
5042 | 5.6456 | 66.4843 | 26.7358 | 17.76 | 0
5043 | 3.197 | 65.2982 | 22.8858 | 17.42 | 0
5044 | 4.413 | 95.5714 | 22.3522 | 18.73 | 0
5045 | 5.6651 | 126.165 | 32.5141 | 20.04 | 6.5031
5046 | 3.2692 | 107.3241 | 44.2173 | 21.35 | 27.4943
5047 | 5.7242 | 127.8079 | 49.9719 | 22.83 | 75.1573
5048 | 4.5052 | 96.1065 | 49.6135 | 24.32 | 158.9906
5049 | 4.4989 | 87.5735 | 47.7606 | 25.8 | 198.4012
5050 | 4.4877 | 84.2468 | 44.4372 | 26.49 | 253.9527
5051 | 3.2511 | 77.3652 | 38.8845 | 27.17 | 328.0236
5052 | 5.6811 | 77.6466 | 37.2358 | 27.86 | 369.6268
5053 | 4.4505 | 72.8524 | 33.4458 | 27.7 | 269.8097
5054 | 4.4355 | 71.3645 | 29.0158 | 27.54 | 199.5644
5055 | 4.4428 | 65.3204 | 31.1711 | 27.38 | 142.3274
5056 | 3.2432 | 63.1517 | 36.5368 | 26.48 | 82.8373
5057 | 4.4771 | 71.6718 | 41.31 | 25.57 | 53.2735
5058 | 5.7125 | 81.3898 | 46.5228 | 24.66 | 15.2087
5059 | 3.3087 | 79.852 | 55.8995 | 23.7 | 0
5060 | 4.4921 | 94.3403 | 45.7344 | 22.74 | 0
5061 | 5.7134 | 96.4246 | 46.7744 | 21.78 | 0
5062 | 4.5054 | 80.2448 | 49.668 | 20.97 | 0
5063 | 4.4668 | 62.5314 | 38.2559 | 20.15 | 0
5064 | 3.2277 | 53.3937 | 31.9601 | 19.33 | 0
5065 | 4.4104 | 58.8196 | 21.5958 | 19.04 | 0
5066 | 5.6196 | 62.0156 | 19.0627 | 18.75 | 0
5067 | 3.1738 | 61.4417 | 16.0194 | 18.46 | 0
5068 | 4.3925 | 92.0456 | 16.2916 | 19.83 | 0
5069 | 5.6469 | 192.1548 | 27.1167 | 21.21 | 8.3524
5070 | 4.4527 | 165.224 | 34.0949 | 22.58 | 43.8113
5071 | 4.4748 | 159.4611 | 40.6412 | 24.25 | 87.6912
5072 | 3.2646 | 110.8154 | 42.8823 | 25.93 | 153.849
5073 | 4.4796 | 111.9912 | 42.0443 | 27.6 | 242.099
5074 | 5.6952 | 116.806 | 41.4015 | 27.64 | 290.9187
5075 | 4.4759 | 109.7672 | 40.9681 | 27.67 | 250.5961
5076 | 4.4614 | 101.4966 | 36.6543 | 27.71 | 293.6149
5077 | 3.2307 | 85.6268 | 32.8502 | 28.06 | 263.5474
5078 | 5.6659 | 87.369 | 32.7558 | 28.42 | 167.0211
5079 | 4.4482 | 82.3999 | 32.7713 | 28.77 | 138.7878
5080 | 3.2391 | 73.9569 | 35.3467 | 27.84 | 116.2032
5081 | 4.4844 | 79.434 | 43.4614 | 26.9 | 63.9798
5082 | 4.4935 | 85.2835 | 46.1644 | 25.96 | 16.6829
5083 | 4.5037 | 105.1297 | 49.1844 | 24.94 | 0
5084 | 5.7226 | 113.1805 | 49.4944 | 23.92 | 0
5085 | 4.4991 | 97.5198 | 47.8244 | 22.89 | 0
5086 | 4.4954 | 89.7626 | 46.7344 | 22.49 | 0
5087 | 4.4482 | 70.7423 | 32.761 | 22.09 | 0
5088 | 3.248 | 44.3957 | 37.9694 | 21.68 | 0
5089 | 4.4593 | 49.0172 | 36.0555 | 21.89 | 0
5090 | 5.6696 | 51.8308 | 33.8444 | 22.1 | 0
5091 | 3.226 | 51.4041 | 31.456 | 22.3 | 0
5092 | 4.4436 | 76.8369 | 31.4099 | 22.79 | 0
5093 | 5.686 | 162.2903 | 38.6752 | 23.28 | 8.9743
5094 | 4.4668 | 139.5881 | 38.2744 | 23.77 | 33.4628
5095 | 4.4818 | 133.8234 | 42.6965 | 25.64 | 77.2676
5096 | 3.2668 | 92.2407 | 43.5147 | 27.5 | 155.566
5097 | 4.4826 | 93.2006 | 42.9263 | 29.37 | 231.693
5098 | 5.7133 | 97.5351 | 46.7687 | 29.93 | 302.8732
5099 | 4.4803 | 91.5559 | 42.2677 | 30.49 | 297.4819
5100 | 4.4692 | 84.4034 | 38.9699 | 31.05 | 330.9984
5101 | 3.2427 | 70.9666 | 36.3824 | 30.14 | 415.8321
5102 | 5.6945 | 72.3947 | 41.1924 | 29.23 | 380.3851
5103 | 4.4784 | 68.3875 | 41.6819 | 28.32 | 293.2181
5104 | 3.2691 | 61.1412 | 44.2121 | 26.75 | 289.3278
5105 | 4.5044 | 65.6763 | 49.3844 | 25.17 | 136.6003
5106 | 4.5126 | 70.5741 | 51.8144 | 23.59 | 39.2216
5107 | 4.5158 | 87.6148 | 52.7544 | 22.76 | 0
5108 | 5.7101 | 94.2821 | 45.8244 | 21.93 | 0
5109 | 4.4869 | 80.8677 | 44.2044 | 21.1 | 0
5110 | 4.4768 | 74.4746 | 41.2153 | 20.72 | 0
5111 | 4.4728 | 58.8202 | 40.026 | 20.34 | 0
5112 | 3.2384 | 41.7002 | 35.1162 | 19.95 | 0
5113 | 4.4508 | 46.36 | 33.5362 | 19.47 | 0
5114 | 5.6441 | 50.4055 | 26.2993 | 18.98 | 0
5115 | 3.2302 | 50.0868 | 32.693 | 18.49 | 0
5116 | 4.4489 | 74.1413 | 32.9723 | 18.73 | 0
5117 | 5.6755 | 163.8195 | 35.5673 | 18.97 | 17.534
5118 | 4.4758 | 138.7485 | 40.9193 | 19.21 | 96.7815
5119 | 4.4932 | 127.7364 | 46.0655 | 20.11 | 267.9214
5120 | 3.251 | 87.78 | 38.8608 | 21.02 | 472.4855
5121 | 4.4605 | 88.9893 | 36.3896 | 21.92 | 614.4045
5122 | 5.7075 | 91.0236 | 45.0558 | 22.51 | 640.8087
5123 | 4.4618 | 87.7145 | 36.7897 | 23.1 | 680.774
5124 | 4.458 | 80.0592 | 35.6573 | 23.69 | 702.3614
5125 | 3.2205 | 67.0218 | 29.8439 | 23.75 | 737.7228
5126 | 5.6482 | 67.9522 | 27.4972 | 23.81 | 647.6174
5127 | 4.4548 | 64.0725 | 34.7206 | 23.86 | 484.3495
5128 | 3.2564 | 57.2615 | 40.4344 | 23.07 | 374.1107
5129 | 4.5041 | 62.1281 | 49.2965 | 22.28 | 171.7218
5130 | 4.5001 | 66.2842 | 48.0983 | 21.48 | 47.4328
5131 | 4.5101 | 83.5983 | 51.0683 | 20.31 | 0
5132 | 5.7078 | 89.4712 | 45.1227 | 19.13 | 0
5133 | 4.4779 | 77.3964 | 41.5325 | 17.96 | 0
5134 | 4.4855 | 70.6548 | 43.8064 | 17.29 | 0
5135 | 4.437 | 54.8198 | 29.4682 | 16.63 | 0
5136 | 3.2144 | 40.4056 | 28.0443 | 15.96 | 0
5137 | 4.4373 | 44.9824 | 29.5422 | 15.6 | 0
5138 | 5.6478 | 49.0088 | 27.3949 | 15.24 | 0
5139 | 3.2073 | 48.7271 | 25.9349 | 14.89 | 0
5140 | 4.4184 | 72.0311 | 23.9549 | 16.27 | 0
5141 | 5.6373 | 160.2279 | 24.2749 | 17.65 | 32.741
5142 | 4.4253 | 135.7051 | 25.9898 | 19.04 | 147.2634
5143 | 4.4273 | 124.4338 | 26.5791 | 20.55 | 350.2402
5144 | 3.2259 | 85.1277 | 31.4349 | 22.07 | 556.5356
5145 | 4.4495 | 86.2966 | 33.1649 | 23.58 | 740.1542
5146 | 5.6662 | 88.3947 | 32.8249 | 24.33 | 868.4041
5147 | 4.4585 | 85.1698 | 35.8149 | 25.08 | 906.877
5148 | 4.4439 | 77.5946 | 31.4849 | 25.83 | 901.9779
5149 | 3.2177 | 64.8321 | 29.017 | 25.84 | 824.0485
5150 | 5.6545 | 65.7152 | 29.3648 | 25.84 | 696.4584
5151 | 4.4398 | 62.0164 | 30.2949 | 25.84 | 535.8157
5152 | 3.2404 | 55.3027 | 35.7198 | 24.83 | 325.3805
5153 | 4.4662 | 60.0206 | 38.0828 | 23.82 | 120.4275
5154 | 4.5023 | 64.056 | 48.7619 | 22.8 | 27.1394
5155 | 4.5117 | 81.1304 | 51.5465 | 21.88 | 0
5156 | 5.7147 | 86.7997 | 47.1765 | 20.97 | 0
5157 | 4.4974 | 74.912 | 47.3065 | 20.05 | 0
5158 | 4.5115 | 68.3938 | 51.4665 | 19.87 | 0
5159 | 4.4759 | 53.1091 | 40.9483 | 19.68 | 0
5160 | 3.249 | 46.8301 | 38.2595 | 19.5 | 0
5161 | 4.4554 | 51.652 | 34.9079 | 19.56 | 0
5162 | 5.6603 | 54.5446 | 31.0827 | 19.61 | 0
5163 | 3.219 | 54.0702 | 29.3976 | 19.67 | 0
5164 | 4.4327 | 80.9042 | 28.1826 | 20.1 | 0
5165 | 5.6505 | 169.9755 | 28.1977 | 20.53 | 1.919
5166 | 4.4332 | 146.1777 | 28.343 | 20.96 | 13.9691
5167 | 4.4372 | 140.5661 | 29.5248 | 22.05 | 57.8158
5168 | 3.2323 | 97.2504 | 33.3314 | 23.14 | 120.0606
5169 | 4.4399 | 98.2716 | 30.3049 | 24.23 | 226.7829
5170 | 5.6612 | 102.6841 | 31.3667 | 24.85 | 326.3043
5171 | 4.4463 | 96.438 | 32.1957 | 25.47 | 423.0261
5172 | 4.4401 | 89.0263 | 30.3649 | 26.08 | 479.0384
5173 | 3.2073 | 74.969 | 25.9249 | 26.43 | 446.6876
5174 | 5.6406 | 76.4854 | 25.2558 | 26.78 | 418.373
5175 | 4.4173 | 72.1984 | 23.6225 | 27.13 | 409.6006
5176 | 3.247 | 64.6638 | 37.6634 | 26.27 | 283.4296
5177 | 4.4654 | 69.4568 | 37.8448 | 25.41 | 141.2616
5178 | 4.4948 | 74.6067 | 46.5518 | 24.54 | 44.1465
5179 | 4.5064 | 92.3219 | 49.9664 | 23.61 | 0
5180 | 5.7278 | 99.3677 | 51.0365 | 22.68 | 0
5181 | 4.5198 | 85.4072 | 53.9365 | 21.75 | 0
5182 | 4.5312 | 78.6361 | 57.3165 | 21.31 | 0
5183 | 3.2581 | 62.0459 | 40.9474 | 20.86 | 0
5184 | 5.6676 | 67.1893 | 33.2344 | 20.42 | 0
5185 | 4.456 | 62.1868 | 35.0849 | 20.18 | 0
5186 | 3.2265 | 49.2456 | 31.6049 | 19.94 | 0
5187 | 4.4401 | 58.808 | 30.3849 | 19.71 | 0
5188 | 4.4449 | 80.8967 | 31.788 | 20.56 | 0
5189 | 4.4534 | 104.0176 | 34.3122 | 21.41 | 31.1828
5190 | 4.5031 | 104.4036 | 49.002 | 22.27 | 140.6585
5191 | 5.7612 | 109.2109 | 60.9154 | 24.02 | 344.4781
5192 | 4.5443 | 96.2079 | 61.1665 | 25.76 | 552.4827
5193 | 3.3137 | 83.019 | 57.3744 | 27.51 | 729.3923
5194 | 5.7462 | 106.2707 | 56.4705 | 27.84 | 823.9526
5195 | 3.2694 | 72.9484 | 44.2867 | 28.16 | 810.6779
5196 | 4.4857 | 74.6049 | 43.838 | 28.48 | 782.3022
5197 | 4.5035 | 80.038 | 49.1028 | 28.57 | 725.5658
5198 | 5.7217 | 98.1292 | 49.2464 | 28.66 | 584.1969
5199 | 4.4957 | 89.432 | 46.8057 | 28.75 | 295.282
5200 | 4.506 | 82.1449 | 49.8505 | 27.85 | 316.1944
5201 | 4.5369 | 73.412 | 58.9918 | 26.94 | 160.254
5202 | 3.3244 | 63.5915 | 60.5365 | 26.03 | 36.1803
5203 | 4.5519 | 75.3437 | 63.4265 | 25.34 | 0
5204 | 4.5391 | 78.5368 | 59.6465 | 24.66 | 0
5205 | 5.7396 | 79.1491 | 54.5324 | 23.97 | 0
5206 | 4.5202 | 70.1108 | 54.058 | 23.49 | 0
5207 | 4.4713 | 50.4239 | 39.6051 | 23.02 | 0
5208 | 3.2299 | 49.405 | 32.6024 | 22.54 | 0
5209 | 4.4187 | 51.5112 | 24.0347 | 22.26 | 0
5210 | 4.4424 | 61.9633 | 31.0483 | 21.98 | 0
5211 | 4.4312 | 63.6785 | 27.7277 | 21.71 | 0
5212 | 4.4359 | 90.8756 | 29.1232 | 22.02 | 0
5213 | 5.6665 | 119.3488 | 32.9339 | 22.34 | 7.8841
5214 | 3.2596 | 100.9667 | 41.3965 | 22.66 | 34.0731
5215 | 5.7117 | 120.5579 | 46.2837 | 23.05 | 72.4301
5216 | 4.4967 | 89.2652 | 47.1014 | 23.43 | 202.4637
5217 | 4.4779 | 80.6038 | 41.5455 | 23.82 | 334.5228
5218 | 4.4814 | 77.3633 | 42.5848 | 23.48 | 513.1073
5219 | 4.4604 | 70.8217 | 36.3852 | 23.14 | 615.0387
5220 | 4.4559 | 69.7097 | 35.0569 | 22.79 | 629.8375
5221 | 4.4563 | 66.3998 | 35.1575 | 22.2 | 539.4354
5222 | 4.4773 | 65.1819 | 41.3748 | 21.61 | 493.8414
5223 | 4.4778 | 59.8532 | 41.5292 | 21.02 | 454.8769
5224 | 3.2653 | 56.1318 | 43.0744 | 19.69 | 335.9621
5225 | 4.5037 | 63.2109 | 49.1842 | 18.35 | 133.8457
5226 | 5.7403 | 75.3115 | 54.7365 | 17.01 | 33.0153
5227 | 3.3048 | 73.6136 | 54.7465 | 16.64 | 0
5228 | 4.5205 | 87.3691 | 54.1365 | 16.27 | 0
5229 | 5.7178 | 89.4943 | 48.0882 | 15.9 | 0
5230 | 4.4935 | 73.8254 | 46.1522 | 15.9 | 0
5231 | 4.4662 | 57.2769 | 38.0988 | 15.9 | 0
5232 | 3.2372 | 38.7216 | 34.7803 | 15.9 | 0
5233 | 4.4475 | 43.2043 | 32.5686 | 16.06 | 0
5234 | 5.6401 | 47.2294 | 25.1127 | 16.21 | 0
5235 | 3.2173 | 47.0019 | 28.8791 | 16.37 | 0
5236 | 4.4418 | 69.329 | 30.8847 | 16.85 | 0
5237 | 5.6725 | 155.8886 | 34.6821 | 17.34 | 17.5378
5238 | 4.4878 | 132.0277 | 44.4708 | 17.83 | 76.6465
5239 | 4.529 | 120.2856 | 56.6465 | 18.83 | 227.0015
5240 | 3.3166 | 81.694 | 58.242 | 19.82 | 449.9632
5241 | 4.5211 | 82.8096 | 54.3231 | 20.82 | 624.2389
5242 | 5.7251 | 85.0189 | 50.2531 | 21.5 | 699.3192
5243 | 4.4856 | 81.8996 | 43.8299 | 22.18 | 599.2419
5244 | 4.4781 | 74.3936 | 41.6203 | 22.86 | 426.9242
5245 | 3.26 | 61.9596 | 41.5227 | 22.92 | 163.5923
5246 | 5.6914 | 62.7771 | 40.2851 | 22.97 | 103.0533
5247 | 4.4736 | 59.3271 | 40.2692 | 23.02 | 64.8818
5248 | 3.2757 | 52.7145 | 46.1461 | 22.29 | 44.2086
5249 | 4.4948 | 57.2396 | 46.5525 | 21.56 | 30.8443
5250 | 4.4993 | 61.1199 | 47.8601 | 20.83 | 3.7807
5251 | 4.4997 | 77.9486 | 47.9873 | 20.14 | 0
5252 | 5.7106 | 83.3485 | 45.9479 | 19.45 | 0
5253 | 4.4888 | 71.6623 | 44.7674 | 18.76 | 0
5254 | 4.4743 | 65.4378 | 40.4735 | 18.29 | 0
5255 | 4.4538 | 50.8821 | 34.4085 | 17.81 | 0
5256 | 3.2297 | 47.0364 | 32.5446 | 17.34 | 0
5257 | 4.462 | 51.87 | 36.8455 | 16.96 | 0
5258 | 5.6757 | 54.7618 | 35.6504 | 16.58 | 0
5259 | 3.2395 | 54.2809 | 35.4544 | 16.2 | 0
5260 | 4.4536 | 81.2343 | 34.3675 | 16.89 | 0
5261 | 5.6712 | 170.5061 | 34.3034 | 17.59 | 0.63283
5262 | 4.4958 | 146.6304 | 46.8324 | 18.29 | 19.7395
5263 | 4.5101 | 141.0783 | 51.0665 | 19.52 | 86.2423
5264 | 3.3086 | 97.6701 | 55.8665 | 20.75 | 112.841
5265 | 4.5214 | 98.6972 | 54.4065 | 21.98 | 148.18
5266 | 5.7211 | 103.1005 | 49.0539 | 22.6 | 161.9919
5267 | 4.507 | 96.8379 | 50.1453 | 23.21 | 165.4454
5268 | 4.5015 | 89.4174 | 48.5311 | 23.82 | 132.7485
5269 | 3.2548 | 75.3191 | 39.9838 | 24.11 | 113.4075
5270 | 5.6856 | 76.8439 | 38.5598 | 24.4 | 114.7214
5271 | 4.4695 | 72.5273 | 39.075 | 24.68 | 109.3904
5272 | 3.2422 | 64.9791 | 36.2345 | 23.45 | 73.7921
5273 | 4.4815 | 69.7948 | 42.6 | 22.22 | 39.2691
5274 | 4.4911 | 74.9645 | 45.4397 | 20.98 | 13.0563
5275 | 4.5116 | 92.711 | 51.522 | 20.9 | 0
5276 | 5.7213 | 99.7902 | 49.1165 | 20.81 | 0
5277 | 4.5013 | 85.8022 | 48.4765 | 20.73 | 0
5278 | 4.4727 | 78.9963 | 40.0042 | 19.21 | 0
5279 | 4.4542 | 62.3192 | 34.5428 | 17.69 | 0
5280 | 3.2155 | 47.0864 | 28.3471 | 16.17 | 0
5281 | 4.4412 | 51.9293 | 30.7011 | 15.63 | 0
5282 | 5.6588 | 54.8301 | 30.6324 | 15.09 | 0
5283 | 3.221 | 54.3507 | 29.9834 | 14.56 | 0
5284 | 4.4492 | 81.3322 | 33.0546 | 16.06 | 0
5285 | 5.6753 | 170.7831 | 35.5088 | 17.56 | 28.3189
5286 | 4.5045 | 146.8703 | 49.4138 | 19.07 | 126.8189
5287 | 4.5222 | 141.2753 | 54.6465 | 21.08 | 328.7348
5288 | 3.2859 | 97.7778 | 49.1569 | 23.08 | 518.2984
5289 | 4.5062 | 98.8053 | 49.9058 | 25.09 | 723.4428
5290 | 5.7222 | 103.2259 | 49.3962 | 25.81 | 715.9822
5291 | 4.5004 | 96.9518 | 48.1998 | 26.53 | 679.9105
5292 | 4.5023 | 89.5129 | 48.7733 | 27.25 | 619.1896
5293 | 3.2731 | 75.3905 | 45.3766 | 27.52 | 479.6836
5294 | 5.6975 | 76.9161 | 42.0797 | 27.78 | 323.6868
5295 | 4.4759 | 72.5997 | 40.9527 | 28.04 | 319.9752
5296 | 3.261 | 65.0348 | 41.8155 | 26.54 | 216.0731
5297 | 4.499 | 69.8549 | 47.7726 | 25.04 | 91.1412
5298 | 4.5335 | 75.0314 | 57.9719 | 23.53 | 29.0104
5299 | 4.5394 | 92.8173 | 59.7165 | 22.31 | 0
5300 | 5.7277 | 99.903 | 51.0115 | 21.09 | 0
5301 | 4.4999 | 85.8851 | 48.038 | 19.87 | 0
5302 | 4.4859 | 79.0742 | 43.9003 | 19.35 | 0
5303 | 4.4544 | 62.3854 | 34.6037 | 18.82 | 0
5304 | 3.2059 | 48.358 | 25.5282 | 18.3 | 0
5305 | 4.4117 | 53.3189 | 21.9756 | 17.98 | 0
5306 | 5.652 | 56.2798 | 28.6395 | 17.66 | 0
5307 | 3.2086 | 55.7815 | 26.3307 | 17.34 | 0
5308 | 4.4401 | 83.4933 | 30.3699 | 18.36 | 0
5309 | 5.6696 | 175.1013 | 33.8493 | 19.39 | 15.1584
5310 | 4.4861 | 150.5788 | 43.9759 | 20.42 | 84.1042
5311 | 4.4815 | 144.9464 | 42.6065 | 22.24 | 218.0016
5312 | 3.2277 | 100.4067 | 31.9615 | 24.07 | 364.2532
5313 | 4.4678 | 101.4641 | 38.5502 | 25.89 | 415.6882
5314 | 5.6685 | 105.9653 | 33.4988 | 25.75 | 468.9623
5315 | 4.4327 | 99.5366 | 28.1902 | 25.61 | 412.2878
5316 | 4.4231 | 91.929 | 25.334 | 25.47 | 351.3493
5317 | 3.1737 | 77.4534 | 16.0045 | 24.19 | 303.4991
5318 | 5.6003 | 79.0226 | 13.3651 | 22.91 | 279.8045
5319 | 4.3785 | 74.575 | 12.1577 | 21.63 | 349.42
5320 | 3.1651 | 66.8323 | 13.4554 | 20.85 | 227.3364
5321 | 4.4166 | 71.7848 | 23.4303 | 20.07 | 127.6613
5322 | 4.4437 | 77.0971 | 31.4328 | 19.29 | 31.4083
5323 | 4.4863 | 95.3004 | 44.0334 | 18.95 | 0
5324 | 5.7243 | 102.5805 | 50.0214 | 18.6 | 0
5325 | 4.4874 | 88.23 | 44.345 | 18.26 | 0
5326 | 4.4567 | 81.2285 | 35.2777 | 17.89 | 0
5327 | 4.4435 | 64.0703 | 31.3737 | 17.51 | 0
5328 | 3.1975 | 57.4965 | 23.0391 | 17.14 | 0
5329 | 4.3966 | 63.2829 | 17.5014 | 16.76 | 0
5330 | 5.6053 | 66.6443 | 14.828 | 16.37 | 0
5331 | 3.1589 | 66.0003 | 11.6267 | 15.99 | 0
5332 | 4.3824 | 98.963 | 13.3197 | 15.8 | 0
5333 | 5.6005 | 205.6278 | 13.4031 | 15.61 | 21.7184
5334 | 4.377 | 176.7866 | 11.7103 | 15.42 | 132.0757
5335 | 4.4009 | 171.0802 | 18.7703 | 15.42 | 332.3553
5336 | 3.1851 | 119.2791 | 19.3672 | 15.42 | 539.1097
5337 | 4.3891 | 120.5544 | 15.3033 | 15.42 | 724.1379
5338 | 5.5807 | 125.5692 | 7.566 | 15.15 | 859.5291
5339 | 4.1846 | 118.0546 | -45.1654 | 14.88 | 932.4009
5340 | 4.3866 | 109.2899 | 14.5547 | 14.6 | 935.3941
5341 | 3.143 | 92.3245 | 6.9286 | 14.87 | 863.8176
5342 | 5.5711 | 94.2111 | 4.7112 | 15.13 | 707.1869
5343 | 4.3525 | 88.7963 | 4.4705 | 15.39 | 534.7162
5344 | 3.1497 | 79.8206 | 8.8996 | 15.22 | 307.5503
5345 | 4.3873 | 85.7284 | 14.7603 | 15.04 | 147.9789
5346 | 4.4417 | 92.0099 | 30.8505 | 14.86 | 31.37
5347 | 4.4586 | 113.1043 | 35.8345 | 14.29 | 0
5348 | 5.6868 | 121.7875 | 38.9145 | 13.71 | 0
5349 | 4.4787 | 105.1251 | 41.7845 | 13.14 | 0
5350 | 4.4441 | 96.7427 | 31.5526 | 12.97 | 0
5351 | 3.1963 | 76.1784 | 22.6843 | 12.79 | 0
5352 | 5.6317 | 124.1009 | 22.6281 | 12.62 | 0
5353 | 4.396 | 117.5079 | 17.3309 | 12.28 | 0
5354 | 3.1627 | 101.4515 | 12.7609 | 11.94 | 0
5355 | 4.3961 | 115.8211 | 17.3709 | 11.61 | 0
5356 | 4.4182 | 164.154 | 23.895 | 12.07 | 0
5357 | 4.4358 | 220.0856 | 29.114 | 12.53 | 7.9548
5358 | 5.6932 | 257.2627 | 40.824 | 13 | 54.6599
5359 | 4.493 | 241.5707 | 46.004 | 14.17 | 181.3628
5360 | 4.4904 | 228.86 | 45.2536 | 15.35 | 335.1028
5361 | 3.2517 | 210.3493 | 39.0581 | 16.52 | 596.5979
5362 | 5.6877 | 221.3568 | 39.1829 | 17.21 | 650.8205
5363 | 4.4669 | 181.7079 | 38.2962 | 17.9 | 711.4283
5364 | 4.4634 | 181.6038 | 37.2696 | 18.59 | 584.8384
5365 | 3.2316 | 174.5884 | 33.1229 | 18.64 | 585.685
5366 | 5.6941 | 184.904 | 41.0944 | 18.69 | 624.1675
5367 | 4.4713 | 175.1632 | 39.593 | 18.74 | 489.3372
5368 | 4.4572 | 171.278 | 35.4159 | 17.76 | 299.7122
5369 | 4.4965 | 164.262 | 47.044 | 16.78 | 94.9393
5370 | 3.2927 | 153.1614 | 51.184 | 15.79 | 18.8918
5371 | 4.5339 | 174.5401 | 58.094 | 14.69 | 0
5372 | 5.7178 | 178.2559 | 48.094 | 13.6 | 0
5373 | 4.4977 | 178.0478 | 47.414 | 12.5 | 0
5374 | 4.4643 | 151.7827 | 37.5263 | 11.98 | 0
5375 | 4.4401 | 111.8268 | 30.3677 | 11.47 | 0
5376 | 3.2391 | 84.0041 | 35.3269 | 10.95 | 0
5377 | 4.4555 | 86.7007 | 34.9169 | 10.68 | 0
5378 | 4.4494 | 104.6029 | 33.1149 | 10.4 | 0
5379 | 4.4487 | 105.3254 | 32.904 | 10.13 | 0
5380 | 4.4498 | 159.5851 | 33.2443 | 11.42 | 0
5381 | 4.4601 | 220.385 | 36.2832 | 12.71 | 3.4143
5382 | 5.6953 | 222.7998 | 41.444 | 14 | 28.5873
5383 | 4.5029 | 219.294 | 48.944 | 15.76 | 102.2801
5384 | 4.5266 | 170.5666 | 55.954 | 17.52 | 205.4958
5385 | 4.494 | 152.5743 | 46.3143 | 19.28 | 248.9373
5386 | 4.5034 | 145.3584 | 49.0948 | 19 | 267.1561
5387 | 4.4734 | 131.7423 | 40.2066 | 18.71 | 345.7203
5388 | 4.4613 | 131.2906 | 36.6305 | 18.42 | 412.3576
5389 | 4.4441 | 122.6462 | 31.5405 | 18.81 | 430.9901
5390 | 4.4329 | 115.8046 | 28.2505 | 19.2 | 476.7517
5391 | 3.2124 | 110.4152 | 27.4278 | 19.58 | 394.2655
5392 | 4.4542 | 112.7235 | 34.5497 | 18.92 | 276.6195
5393 | 4.4725 | 126.8248 | 39.9483 | 18.26 | 117.5241
5394 | 4.4888 | 141.0296 | 44.7675 | 17.6 | 30.3727
5395 | 4.4765 | 142.8292 | 41.134 | 17.23 | 0
5396 | 4.485 | 163.7921 | 43.634 | 16.87 | 0
5397 | 5.6956 | 168.6968 | 41.5087 | 16.5 | 0
5398 | 4.4549 | 134.8306 | 34.7337 | 16.29 | 0
5399 | 4.4346 | 104.4812 | 28.7542 | 16.09 | 0
5400 | 3.2004 | 72.8707 | 23.9016 | 15.88 | 0
5401 | 5.6262 | 74.3468 | 21.0013 | 15.81 | 0
5402 | 3.1891 | 72.2493 | 20.5608 | 15.74 | 0
5403 | 4.4268 | 82.0039 | 26.4489 | 15.67 | 0
5404 | 4.4406 | 123.6873 | 30.5243 | 16.14 | 0
5405 | 4.4651 | 197.7894 | 37.7742 | 16.61 | 17.1603
5406 | 5.6989 | 224.7333 | 42.4926 | 17.09 | 119.405
5407 | 4.4864 | 221.4207 | 44.054 | 18.16 | 323.8796
5408 | 4.4694 | 176.3921 | 39.024 | 19.24 | 531.8735
5409 | 4.4483 | 160.58 | 32.7861 | 20.31 | 718.3283
5410 | 4.4281 | 150.3384 | 26.8177 | 21.14 | 854.1543
5411 | 3.2222 | 133.7991 | 30.3317 | 21.97 | 919.324
5412 | 5.6582 | 134.3841 | 30.4682 | 22.8 | 898.7475
5413 | 4.4385 | 119.9168 | 29.9081 | 23.39 | 805.2668
5414 | 4.4355 | 112.8733 | 28.9997 | 23.98 | 707.3413
5415 | 4.4497 | 110.2206 | 33.2033 | 24.57 | 516.3075
5416 | 3.2326 | 105.313 | 33.4142 | 23.92 | 310.2241
5417 | 4.4694 | 111.5117 | 39.0279 | 23.27 | 110.6492
5418 | 4.4732 | 128.5864 | 40.1522 | 22.62 | 22.8576
5419 | 4.4982 | 146.0257 | 47.544 | 21.16 | 0
5420 | 5.7309 | 152.5208 | 51.944 | 19.69 | 0
5421 | 4.5027 | 139.9858 | 48.884 | 18.23 | 0
5422 | 4.4586 | 116.3698 | 35.8499 | 17.75 | 0
5423 | 4.4566 | 93.2272 | 35.2416 | 17.28 | 0
5424 | 3.2289 | 59.3021 | 32.321 | 16.8 | 0
5425 | 4.4444 | 65.2593 | 31.6424 | 16.56 | 0
5426 | 5.6625 | 68.7108 | 31.7345 | 16.32 | 0
5427 | 3.2243 | 68.0416 | 30.9503 | 16.08 | 0
5428 | 4.4418 | 102.0408 | 30.8655 | 17.1 | 0
5429 | 5.669 | 211.8352 | 33.671 | 18.13 | 13.2719
5430 | 4.476 | 182.1191 | 40.974 | 19.16 | 88.6752
5431 | 4.5031 | 176.3302 | 48.994 | 21.47 | 224.7945
5432 | 3.2692 | 123.0151 | 44.234 | 23.79 | 362.2011
5433 | 4.4516 | 124.3322 | 33.7706 | 26.1 | 628.5433
5434 | 5.6373 | 129.4715 | 24.2805 | 26.77 | 596.0194
5435 | 4.4167 | 121.7335 | 23.4505 | 27.43 | 591.0377
5436 | 4.4187 | 112.721 | 24.0505 | 28.09 | 490.722
5437 | 3.1969 | 95.2468 | 22.8605 | 28.2 | 344.3483
5438 | 5.6288 | 97.1946 | 21.7805 | 28.3 | 172.2779
5439 | 4.4395 | 91.5975 | 30.1974 | 28.4 | 94.322
5440 | 3.2325 | 82.3623 | 33.3757 | 27.35 | 52.8813
5441 | 4.4691 | 88.4575 | 38.934 | 26.3 | 15.6556
5442 | 4.4864 | 94.9329 | 44.054 | 25.24 | 0
5443 | 4.5072 | 116.6362 | 50.204 | 23.81 | 0
5444 | 5.7247 | 125.5948 | 50.114 | 22.39 | 0
5445 | 4.4898 | 108.4481 | 45.074 | 20.96 | 0
5446 | 4.448 | 99.7969 | 32.7147 | 20.09 | 0
5447 | 4.4293 | 78.5708 | 27.1941 | 19.21 | 0
5448 | 3.2374 | 52.3416 | 34.8163 | 18.34 | 0
5449 | 4.4491 | 57.6428 | 33.026 | 18.13 | 0
5450 | 5.6577 | 60.7505 | 30.3051 | 17.91 | 0
5451 | 3.2172 | 60.1797 | 28.8642 | 17.7 | 0
5452 | 4.4395 | 90.1829 | 30.1932 | 18.32 | 0
5453 | 5.6698 | 187.9607 | 33.9092 | 18.94 | 14.7011
5454 | 4.4484 | 161.6107 | 32.8247 | 19.57 | 105.114
5455 | 4.4881 | 156.119 | 44.564 | 20.7 | 297.6395
5456 | 3.2542 | 108.6157 | 39.7902 | 21.83 | 488.2195
5457 | 4.462 | 109.7713 | 36.8389 | 22.96 | 672.6556
5458 | 5.689 | 114.4375 | 39.5668 | 23.16 | 714.9482
5459 | 4.4613 | 107.5579 | 36.6489 | 23.36 | 788.3016
5460 | 4.455 | 99.4949 | 34.7805 | 23.55 | 764.339
5461 | 3.219 | 83.9769 | 29.4005 | 23.57 | 692.3015
5462 | 5.6511 | 85.6881 | 28.3537 | 23.59 | 440.4747
5463 | 4.4566 | 80.7968 | 35.2491 | 23.61 | 276.2034
5464 | 3.2514 | 72.5567 | 38.9674 | 22.9 | 199.951
5465 | 4.5071 | 77.929 | 50.1693 | 22.18 | 108.1434
5466 | 4.494 | 83.6578 | 46.294 | 21.46 | 19.4446
5467 | 4.5 | 103.0255 | 48.074 | 20.97 | 0
5468 | 5.7113 | 110.9221 | 46.174 | 20.49 | 0
5469 | 4.507 | 95.6336 | 50.144 | 20 | 0
5470 | 4.4866 | 88.0201 | 44.132 | 19.79 | 0
5471 | 4.4709 | 69.3485 | 39.4801 | 19.59 | 0
5472 | 3.2488 | 52.7592 | 38.2088 | 19.38 | 0
5473 | 4.46 | 58.1099 | 36.2474 | 18.54 | 0
5474 | 5.6721 | 61.2528 | 34.5861 | 17.69 | 0
5475 | 3.2307 | 60.6807 | 32.8547 | 16.85 | 0
5476 | 4.4457 | 90.9224 | 32.0333 | 17.35 | 0
5477 | 5.6621 | 189.6263 | 31.622 | 17.85 | 19.3197
5478 | 4.4467 | 163.0456 | 32.3106 | 18.36 | 120.7184
5479 | 4.4804 | 157.4459 | 42.2908 | 19.27 | 319.3383
5480 | 3.2677 | 109.4888 | 43.7917 | 20.17 | 527.5238
5481 | 4.4581 | 110.6524 | 35.7004 | 21.08 | 714.2502
5482 | 5.6575 | 115.3777 | 30.2607 | 21.65 | 849.0787
5483 | 4.4442 | 108.4349 | 31.5981 | 22.21 | 909.9539
5484 | 4.4528 | 100.2895 | 34.1381 | 22.77 | 908.6698
5485 | 3.2296 | 84.6317 | 32.5381 | 23.24 | 817.1495
5486 | 5.662 | 86.3552 | 31.5881 | 23.71 | 685.9591
5487 | 4.4445 | 81.433 | 31.6764 | 24.18 | 513.078
5488 | 3.2461 | 73.1123 | 37.3992 | 23.23 | 319.729
5489 | 4.4665 | 78.5263 | 38.1665 | 22.28 | 116.648
5490 | 4.4755 | 84.303 | 40.8464 | 21.33 | 18.9541
5491 | 4.5027 | 103.8608 | 48.8875 | 20.69 | 0
5492 | 5.7159 | 111.8185 | 47.5275 | 20.06 | 0
5493 | 4.4749 | 96.3822 | 40.667 | 19.42 | 0
5494 | 4.4593 | 88.7117 | 36.0627 | 18.88 | 0
5495 | 4.456 | 69.9017 | 35.0712 | 18.34 | 0
5496 | 3.2373 | 47.6066 | 34.792 | 17.8 | 0
5497 | 4.436 | 52.4931 | 29.1745 | 17.43 | 0
5498 | 5.634 | 55.4119 | 23.3151 | 17.06 | 0
5499 | 3.1935 | 54.9225 | 21.8381 | 16.69 | 0
5500 | 4.4003 | 82.2034 | 18.6129 | 16.74 | 0
5501 | 5.6184 | 172.443 | 18.6997 | 16.8 | 18.9448
5502 | 4.3917 | 148.2939 | 16.0518 | 16.86 | 120.2586
5503 | 4.3921 | 142.7247 | 16.1744 | 17.57 | 319.1917
5504 | 3.1899 | 98.8489 | 20.7815 | 18.28 | 526.1946
5505 | 4.3968 | 99.8895 | 17.5794 | 18.99 | 713.1291
5506 | 5.6076 | 104.329 | 15.5097 | 19.86 | 842.011
5507 | 4.3965 | 97.997 | 17.4951 | 20.73 | 911.4702
5508 | 4.3936 | 90.5008 | 16.6355 | 21.59 | 906.8981
5509 | 3.1786 | 76.2441 | 17.4559 | 22.02 | 841.8803
5510 | 5.6205 | 77.7884 | 19.3271 | 22.45 | 596.3647
5511 | 4.4175 | 73.4131 | 23.6992 | 22.88 | 402.2609
5512 | 3.206 | 65.785 | 25.556 | 21.56 | 218.9462
5513 | 4.453 | 70.6601 | 34.1825 | 20.24 | 111.2463
5514 | 4.4785 | 75.8907 | 41.735 | 18.92 | 20.5144
5515 | 4.4994 | 93.8245 | 47.8958 | 18.07 | 0
5516 | 5.6715 | 100.9909 | 34.4102 | 17.23 | 0
5517 | 4.4558 | 86.8536 | 35.0013 | 16.38 | 0
5518 | 4.4797 | 79.9623 | 42.0925 | 16.13 | 0
5519 | 3.2499 | 63.0746 | 38.5181 | 15.89 | 0
5520 | 5.6784 | 70.0478 | 36.4284 | 15.64 | 0
5521 | 4.4543 | 64.9245 | 34.5692 | 15.12 | 0
5522 | 3.2358 | 51.5654 | 34.3507 | 14.6 | 0
5523 | 4.4524 | 61.383 | 34.0128 | 14.09 | 0
5524 | 4.4539 | 84.6207 | 34.4456 | 15.18 | 0
5525 | 4.4894 | 108.9085 | 44.94 | 16.27 | 11.3698
5526 | 4.5154 | 109.0399 | 52.6426 | 17.36 | 68.2745
5527 | 5.7768 | 114.38 | 65.5326 | 19.13 | 234.739
5528 | 4.559 | 100.7854 | 65.5326 | 20.89 | 483.7003
5529 | 3.3336 | 87.2251 | 63.277 | 22.66 | 446.7694
5530 | 5.797 | 111.0915 | 71.4897 | 22.71 | 326.4849
5531 | 3.5512 | 76.7155 | 127.5927 | 22.76 | 258.6877
5532 | 4.684 | 78.4288 | 102.4764 | 22.81 | 427.7599
5533 | 4.6092 | 83.8979 | 80.35 | 23.05 | 509.2594
5534 | 5.785 | 102.5726 | 67.9497 | 23.29 | 458.4599
5535 | 4.5407 | 93.4745 | 60.1151 | 23.52 | 398.1753
5536 | 4.5347 | 85.9472 | 58.3385 | 22.48 | 266.1322
5537 | 4.5548 | 77.0448 | 64.2718 | 21.44 | 98.0154
5538 | 3.3345 | 67.0018 | 63.5296 | 20.4 | 14.3592
5539 | 4.5572 | 79.1528 | 64.9834 | 19.63 | 0
5540 | 4.5382 | 82.5805 | 59.3746 | 18.85 | 0
5541 | 5.7475 | 83.1608 | 56.8717 | 18.08 | 0
5542 | 4.5017 | 73.7012 | 48.5959 | 17.73 | 0
5543 | 4.4743 | 53.0456 | 40.4713 | 17.38 | 0
5544 | 3.215 | 49.3976 | 28.2091 | 17.03 | 0
5545 | 4.4361 | 51.5034 | 29.1994 | 16.8 | 0
5546 | 4.4306 | 61.9548 | 27.5494 | 16.57 | 0
5547 | 4.4304 | 63.67 | 27.5094 | 16.35 | 0
5548 | 4.4323 | 90.8629 | 28.0594 | 16.99 | 0
5549 | 5.6667 | 119.3318 | 32.9664 | 17.63 | 13.7444
5550 | 3.2697 | 100.9523 | 44.3708 | 18.28 | 78.8097
5551 | 5.728 | 120.5404 | 51.0919 | 19.89 | 233.6587
5552 | 4.5371 | 89.2511 | 59.0451 | 21.49 | 421.5912
5553 | 4.5323 | 80.5903 | 57.633 | 23.1 | 547.5681
5554 | 4.5309 | 77.3505 | 57.2165 | 23.64 | 703.9244
5555 | 4.5318 | 70.8096 | 57.4797 | 24.17 | 805.7903
5556 | 4.5164 | 69.6976 | 52.9273 | 24.7 | 796.4827
5557 | 4.5037 | 66.3885 | 49.1653 | 24.66 | 743.9154
5558 | 4.5026 | 65.1706 | 48.858 | 24.62 | 654.37
5559 | 4.5025 | 59.8429 | 48.8172 | 24.58 | 512.3834
5560 | 3.2829 | 56.1218 | 48.271 | 23.42 | 322.3839
5561 | 4.5093 | 63.2 | 50.825 | 22.26 | 123.1692
5562 | 5.7338 | 75.2993 | 52.8238 | 21.09 | 19.3905
5563 | 3.3139 | 73.6014 | 57.4438 | 20.09 | 0
5564 | 4.5179 | 87.3552 | 53.3638 | 19.09 | 0
5565 | 5.7341 | 89.4804 | 52.9138 | 18.09 | 0
5566 | 4.4916 | 73.8134 | 45.5838 | 17.67 | 0
5567 | 4.4435 | 57.2677 | 31.377 | 17.25 | 0
5568 | 3.2386 | 39.1026 | 35.1731 | 16.83 | 0
5569 | 4.4504 | 43.6089 | 33.4192 | 17.3 | 0
5570 | 5.6613 | 47.6383 | 31.3961 | 17.77 | 0
5571 | 3.2307 | 47.3995 | 32.8588 | 18.25 | 0
5572 | 4.4493 | 69.9475 | 33.0812 | 18.59 | 0
5573 | 5.6739 | 156.9264 | 35.1192 | 18.93 | 17.4535
5574 | 4.5044 | 132.9071 | 49.3938 | 19.27 | 113.2854
5575 | 4.5287 | 121.2489 | 56.5535 | 20.91 | 311.7772
5576 | 3.3011 | 82.4736 | 53.6625 | 22.54 | 520.9183
5577 | 4.4872 | 83.6011 | 44.2937 | 24.18 | 709.1996
5578 | 5.7308 | 85.79 | 51.9411 | 25.43 | 845.0083
5579 | 4.5112 | 82.6461 | 51.4043 | 26.68 | 915.1241
5580 | 4.5037 | 75.1186 | 49.1672 | 27.93 | 918.0857
5581 | 3.2824 | 62.6054 | 48.1294 | 28.01 | 841.8977
5582 | 5.7114 | 63.437 | 46.1905 | 28.09 | 710.9374
5583 | 4.4986 | 59.933 | 47.6617 | 28.17 | 520.8971
5584 | 3.2858 | 53.2933 | 49.1375 | 26.94 | 313.7022
5585 | 4.5111 | 57.8621 | 51.3638 | 25.71 | 113.0807
5586 | 4.5183 | 61.7778 | 53.4938 | 24.48 | 16.3779
5587 | 4.529 | 78.6732 | 56.6638 | 23.82 | 0
5588 | 5.7598 | 84.1333 | 60.4938 | 23.17 | 0
5589 | 4.5347 | 72.3944 | 58.3438 | 22.51 | 0
5590 | 4.4856 | 66.104 | 43.8116 | 22.28 | 0
5591 | 4.484 | 51.3856 | 43.3635 | 22.04 | 0
5592 | 3.2514 | 39.7509 | 38.98 | 21.81 | 0
5593 | 4.4677 | 44.2655 | 38.5235 | 21.58 | 0
5594 | 5.6779 | 48.2471 | 36.2935 | 21.35 | 0
5595 | 3.2367 | 47.9751 | 34.6205 | 21.12 | 0
5596 | 4.4572 | 70.9009 | 35.4346 | 20.92 | 0
5597 | 5.6853 | 157.9191 | 38.4638 | 20.72 | 17.1867
5598 | 4.4997 | 133.7494 | 47.9838 | 20.52 | 113.3953
5599 | 4.5275 | 122.5452 | 56.2238 | 20.02 | 310.4376
5600 | 3.2943 | 83.7625 | 51.6467 | 19.52 | 520.9746
5601 | 4.5087 | 84.9118 | 50.6478 | 19.02 | 709.0482
5602 | 5.7238 | 87.0003 | 49.864 | 18.45 | 843.4226
5603 | 4.5384 | 83.8242 | 59.4192 | 17.87 | 914.9356
5604 | 4.5183 | 76.3415 | 53.5028 | 17.29 | 914.3161
5605 | 3.294 | 63.7607 | 51.5667 | 18.47 | 843.2638
5606 | 5.7259 | 64.626 | 50.4714 | 19.64 | 705.333
5607 | 4.5166 | 60.9988 | 52.9904 | 20.81 | 522.1574
5608 | 3.2799 | 54.3719 | 47.3883 | 20.31 | 310.8608
5609 | 4.5437 | 59.0138 | 61.0038 | 19.81 | 117.0125
5610 | 4.5441 | 62.9855 | 61.1038 | 19.31 | 17.7932
5611 | 4.539 | 79.8404 | 59.6138 | 19.04 | 0
5612 | 5.751 | 85.4138 | 57.9138 | 18.77 | 0
5613 | 4.5275 | 73.6826 | 56.2238 | 18.5 | 0
5614 | 4.4973 | 67.2727 | 47.2786 | 18.26 | 0
5615 | 4.469 | 52.247 | 38.9103 | 18.03 | 0
5616 | 3.2585 | 39.2033 | 41.0558 | 17.79 | 0
5617 | 4.4669 | 43.6873 | 38.3007 | 17.29 | 0
5618 | 5.6806 | 47.6684 | 37.0857 | 16.78 | 0
5619 | 3.2369 | 47.4141 | 34.6707 | 16.28 | 0
5620 | 4.4575 | 70.0222 | 35.5049 | 16.39 | 0
5621 | 5.6856 | 156.508 | 38.5592 | 16.5 | 9.3055
5622 | 4.4835 | 132.5535 | 43.1891 | 16.61 | 102.3167
5623 | 4.5381 | 121.1962 | 59.3538 | 17.35 | 289.2831
5624 | 3.3108 | 82.6459 | 56.5181 | 18.09 | 516.4351
5625 | 4.5332 | 83.7779 | 57.8927 | 18.83 | 705.9559
5626 | 5.7678 | 85.9025 | 62.87 | 19.34 | 841.902
5627 | 4.5231 | 82.7607 | 54.9123 | 19.85 | 913.2417
5628 | 4.5067 | 75.3005 | 50.0731 | 20.35 | 912.6245
5629 | 3.2815 | 62.8266 | 47.8573 | 20.54 | 836.2352
5630 | 5.7081 | 63.6705 | 45.218 | 20.73 | 664.719
5631 | 4.5027 | 60.1242 | 48.8881 | 20.92 | 495.3763
5632 | 3.2848 | 53.5302 | 48.8518 | 20.42 | 285.1012
5633 | 4.5332 | 58.1094 | 57.8968 | 19.92 | 113.4399
5634 | 4.5527 | 62.0306 | 63.6705 | 19.42 | 17.0984
5635 | 4.5234 | 78.8057 | 54.9883 | 18.83 | 0
5636 | 5.7481 | 84.2915 | 57.0495 | 18.25 | 0
5637 | 4.5037 | 72.6258 | 49.1837 | 17.66 | 0
5638 | 4.4918 | 66.3114 | 45.6549 | 17.23 | 0
5639 | 4.4665 | 51.5228 | 38.178 | 16.79 | 0
5640 | 3.2131 | 39.2419 | 27.6611 | 16.36 | 0
5641 | 4.4509 | 43.7401 | 33.5697 | 15.8 | 0
5642 | 5.6516 | 47.742 | 28.5205 | 15.24 | 0
5643 | 3.2109 | 47.4917 | 27.0105 | 14.68 | 0
5644 | 4.4343 | 70.1215 | 28.6549 | 15.35 | 0
5645 | 5.6556 | 156.8986 | 29.6948 | 16.03 | 9.4889
5646 | 4.4412 | 132.8841 | 30.709 | 16.71 | 106.2988
5647 | 4.4394 | 121.4205 | 30.1562 | 18.56 | 301.9345
5648 | 3.27 | 82.7388 | 44.4621 | 20.42 | 518.2127
5649 | 4.4529 | 83.8715 | 34.1698 | 22.27 | 701.2176
5650 | 5.6651 | 86.0183 | 32.5003 | 23 | 841.1593
5651 | 4.4479 | 82.8705 | 32.6775 | 23.73 | 910.8723
5652 | 4.4437 | 75.378 | 31.4268 | 24.45 | 912.9661
5653 | 3.2134 | 62.8712 | 27.7478 | 24.63 | 840.8217
5654 | 5.6492 | 63.7131 | 27.8005 | 24.81 | 673.2992
5655 | 4.4343 | 60.1729 | 28.6605 | 24.99 | 468.3649
5656 | 3.2347 | 53.5543 | 34.0413 | 23.97 | 258.4523
5657 | 4.4975 | 58.1384 | 47.3463 | 22.95 | 85.3737
5658 | 4.4873 | 62.0648 | 44.324 | 21.92 | 7.698
5659 | 4.4904 | 78.9035 | 45.254 | 21.11 | 0
5660 | 5.7143 | 84.3913 | 47.064 | 20.31 | 0
5661 | 4.484 | 72.6844 | 43.354 | 19.5 | 0
5662 | 4.4945 | 66.3661 | 46.4629 | 18.99 | 0
5663 | 4.4564 | 51.5721 | 35.1925 | 18.49 | 0
5664 | 3.2263 | 38.7248 | 31.5423 | 17.98 | 0
5665 | 4.4315 | 43.1789 | 27.8405 | 17.55 | 0
5666 | 5.6362 | 47.1543 | 23.9605 | 17.11 | 0
5667 | 3.1916 | 46.914 | 21.2805 | 16.68 | 0
5668 | 4.4102 | 69.2446 | 21.5405 | 17.3 | 0
5669 | 5.6212 | 155.1994 | 19.5205 | 17.92 | 9.4555
5670 | 4.4218 | 131.4447 | 24.9767 | 18.54 | 105.6575
5671 | 4.4557 | 119.9839 | 34.9934 | 20.02 | 294.7603
5672 | 3.2549 | 81.6664 | 39.9934 | 21.49 | 515.173
5673 | 4.4596 | 82.7835 | 36.1496 | 22.97 | 703.6367
5674 | 5.6705 | 84.9333 | 34.1105 | 23.61 | 839.4736
5675 | 4.4585 | 81.8224 | 35.8005 | 24.24 | 910.5006
5676 | 4.4438 | 74.3898 | 31.4716 | 24.87 | 909.1674
5677 | 3.2096 | 62.0158 | 26.6037 | 25.06 | 836.2921
5678 | 5.634 | 62.842 | 23.3034 | 25.25 | 700.0433
5679 | 4.4098 | 59.3634 | 21.4219 | 25.44 | 512.6716
5680 | 3.1937 | 52.8039 | 21.9223 | 23.88 | 304.2471
5681 | 4.4321 | 57.3282 | 27.9992 | 22.31 | 108.5219
5682 | 4.4538 | 61.2049 | 34.4101 | 20.74 | 9.4574
5683 | 4.4542 | 77.8951 | 34.5496 | 19.68 | 0
5684 | 5.6668 | 83.3054 | 33.022 | 18.62 | 0
5685 | 4.4592 | 71.7064 | 36.0158 | 17.56 | 0
5686 | 4.4688 | 65.4748 | 38.8566 | 17.05 | 0
5687 | 3.2407 | 50.8904 | 35.8126 | 16.55 | 0
5688 | 5.6419 | 66.7577 | 25.6398 | 16.04 | 0
5689 | 4.427 | 61.7717 | 26.5105 | 16.31 | 0
5690 | 3.1985 | 48.8909 | 23.3205 | 16.58 | 0
5691 | 4.4237 | 58.4178 | 25.5154 | 16.85 | 0
5692 | 4.4262 | 80.3288 | 26.2759 | 17.1 | 0
5693 | 4.4353 | 103.27 | 28.9554 | 17.36 | 9.2424
5694 | 4.4824 | 103.6998 | 42.8917 | 17.62 | 107.185
5695 | 5.7387 | 108.4202 | 54.2517 | 19.6 | 302.3899
5696 | 4.5259 | 95.5072 | 55.7417 | 21.58 | 514.0808
5697 | 3.2963 | 82.3708 | 52.2566 | 23.56 | 702.7249
5698 | 5.7241 | 105.537 | 49.9478 | 24.29 | 838.9086
5699 | 3.2938 | 72.3666 | 51.502 | 25.01 | 908.1304
5700 | 4.5033 | 74.0148 | 49.0668 | 25.73 | 909.0878
5701 | 4.5054 | 79.4463 | 49.6655 | 25.87 | 836.8517
5702 | 5.7261 | 97.453 | 50.5513 | 26 | 696.3355
5703 | 4.5045 | 88.8169 | 49.4178 | 26.13 | 508.814
5704 | 4.523 | 81.5648 | 54.8697 | 24.41 | 299.8639
5705 | 4.5295 | 72.8535 | 56.7966 | 22.68 | 105.443
5706 | 3.317 | 63.0627 | 58.3522 | 20.95 | 9.0409
5707 | 4.538 | 74.7567 | 59.3222 | 19.97 | 0
5708 | 4.527 | 77.9124 | 56.0702 | 18.99 | 0
5709 | 5.7499 | 78.5307 | 57.5858 | 18.01 | 0
5710 | 4.5255 | 69.5568 | 55.6187 | 17.6 | 0
5711 | 3.257 | 50.0188 | 40.6101 | 17.2 | 0
5712 | 4.4588 | 75.6941 | 35.8881 | 16.79 | 0
5713 | 4.4594 | 78.0817 | 36.088 | 16.61 | 0
5714 | 4.4529 | 93.9341 | 34.1555 | 16.42 | 0
5715 | 4.4559 | 94.6502 | 35.0385 | 16.24 | 0
5716 | 4.4584 | 143.559 | 35.7857 | 16.99 | 0
5717 | 4.5021 | 198.4245 | 48.687 | 17.75 | 8.9259
5718 | 5.7173 | 200.8206 | 47.9269 | 18.51 | 104.7529
5719 | 4.551 | 197.5565 | 63.1469 | 20.46 | 299.4243
5720 | 4.5617 | 153.9999 | 66.3069 | 22.42 | 487.3415
5721 | 4.5379 | 137.9611 | 59.2881 | 24.37 | 568.9978
5722 | 4.5299 | 131.3946 | 56.9253 | 25.08 | 592.2502
5723 | 4.5359 | 119.1901 | 58.679 | 25.79 | 590.4624
5724 | 4.5309 | 118.7748 | 57.2208 | 26.49 | 565.2177
5725 | 4.529 | 110.9062 | 56.6418 | 26.6 | 293.7687
5726 | 4.5125 | 104.8019 | 51.7614 | 26.71 | 242.1089
5727 | 3.3038 | 99.9236 | 54.4506 | 26.82 | 95.9824
5728 | 4.5294 | 102.0031 | 56.7626 | 25.16 | 36.5623
5729 | 4.5441 | 114.6249 | 61.1055 | 23.5 | 13.6883
5730 | 4.5384 | 127.4082 | 59.4369 | 21.83 | 0.81388
5731 | 4.5476 | 129.1464 | 62.1369 | 20.81 | 0
5732 | 4.539 | 147.8997 | 59.5969 | 19.78 | 0
5733 | 5.7454 | 152.2315 | 56.2369 | 18.76 | 0
5734 | 4.496 | 121.7826 | 46.8945 | 18.2 | 0
5735 | 4.4807 | 94.2883 | 42.3708 | 17.63 | 0
5736 | 3.2409 | 71.0261 | 35.8693 | 17.07 | 0
5737 | 5.672 | 72.4596 | 34.5505 | 16.98 | 0
5738 | 3.254 | 70.41 | 39.741 | 16.88 | 0
5739 | 4.4614 | 79.9067 | 36.6564 | 16.79 | 0
5740 | 4.4789 | 120.5509 | 41.8556 | 17.51 | 0
5741 | 4.4789 | 192.739 | 41.8369 | 18.23 | 8.6633
5742 | 5.7374 | 218.9784 | 53.8869 | 18.95 | 98.762
5743 | 4.5389 | 215.7322 | 59.5651 | 21.26 | 294.7987
5744 | 4.5427 | 171.9107 | 60.7102 | 23.57 | 510.2844
5745 | 4.5388 | 156.5293 | 59.5566 | 25.88 | 698.7337
5746 | 4.5643 | 146.5456 | 67.0883 | 26.82 | 835.0087
5747 | 3.3546 | 130.4476 | 69.4811 | 27.76 | 822.45
5748 | 5.7608 | 131.0139 | 60.8039 | 28.7 | 796.1054
5749 | 4.5521 | 116.9161 | 63.4765 | 28.71 | 757.1842
5750 | 4.512 | 110.064 | 51.6403 | 28.72 | 674.487
5751 | 4.5336 | 107.4698 | 58.0112 | 28.73 | 502.6377
5752 | 3.3169 | 102.7032 | 58.3432 | 27.1 | 291.9535
5753 | 4.5555 | 108.7451 | 64.4864 | 25.46 | 100.0698
5754 | 4.5503 | 125.3732 | 62.9454 | 23.82 | 8.3098
5755 | 4.558 | 142.3525 | 65.2369 | 22.82 | 0
5756 | 5.7698 | 148.6881 | 63.4622 | 21.82 | 0
5757 | 4.531 | 136.4962 | 57.2483 | 20.82 | 0
5758 | 4.5302 | 113.4755 | 57.0016 | 20.24 | 0
5759 | 4.4881 | 90.8856 | 44.5749 | 19.65 | 0
5760 | 3.2661 | 59.7015 | 43.3066 | 19.07 | 0
5761 | 4.4642 | 65.6982 | 37.4892 | 18.93 | 0
5762 | 5.6736 | 69.1721 | 35.0177 | 18.79 | 0
5763 | 3.2418 | 68.4981 | 36.1319 | 18.65 | 0
5764 | 4.4625 | 102.7263 | 36.9975 | 19.2 | 0
5765 | 5.7025 | 213.2483 | 43.5619 | 19.75 | 8.464
5766 | 4.5193 | 183.3337 | 53.7869 | 20.3 | 102.2768
5767 | 4.5399 | 177.5111 | 59.8789 | 22.36 | 297.0677
5768 | 3.3237 | 123.843 | 60.3405 | 24.43 | 509.6777
5769 | 4.5519 | 125.1691 | 63.425 | 26.49 | 697.4823
5770 | 5.7443 | 130.3412 | 55.9127 | 27.4 | 834.8858
5771 | 4.5277 | 122.5518 | 56.2627 | 28.3 | 898.7742
5772 | 4.5157 | 113.4801 | 52.7127 | 29.2 | 903.9916
5773 | 3.298 | 95.8895 | 52.7327 | 29.22 | 826.8316
5774 | 5.7385 | 97.8505 | 54.1927 | 29.23 | 682.7464
5775 | 4.5422 | 92.215 | 60.5466 | 29.24 | 485.0958
5776 | 3.329 | 82.9189 | 61.9018 | 27.79 | 274.2797
5777 | 4.569 | 89.0552 | 68.4658 | 26.34 | 86.4561
5778 | 4.5693 | 95.5741 | 68.5569 | 24.89 | 6.7944
5779 | 4.5681 | 117.4206 | 68.2169 | 24.03 | 0
5780 | 5.7817 | 126.4397 | 66.9688 | 23.18 | 0
5781 | 4.5455 | 109.1796 | 61.5308 | 22.32 | 0
5782 | 4.5143 | 100.4698 | 52.2937 | 21.79 | 0
5783 | 4.5109 | 79.1 | 51.3035 | 21.25 | 0
5784 | 3.2585 | 44.1581 | 41.0568 | 20.72 | 0
5785 | 4.464 | 48.7663 | 37.424 | 20.5 | 0
5786 | 5.6734 | 51.5812 | 34.972 | 20.27 | 0
5787 | 3.2415 | 51.1621 | 36.0376 | 20.05 | 0
5788 | 4.4634 | 76.4574 | 37.2715 | 20.36 | 0
5789 | 5.6621 | 161.6843 | 31.628 | 20.68 | 4.2255
5790 | 4.4957 | 139.0713 | 46.8099 | 21 | 52.5139
5791 | 4.528 | 133.2361 | 56.3669 | 23.24 | 164.5966
5792 | 3.2991 | 91.7575 | 53.0659 | 25.48 | 274.989
5793 | 4.5196 | 92.7104 | 53.8822 | 27.72 | 424.2255
5794 | 5.7299 | 97.0563 | 51.6763 | 27.55 | 514.473
5795 | 4.5104 | 91.0958 | 51.1418 | 27.38 | 459.9138
5796 | 4.496 | 83.9529 | 46.9 | 27.21 | 445.639
5797 | 3.2725 | 70.5628 | 45.2127 | 26.54 | 287.8768
5798 | 5.697 | 71.9812 | 41.9396 | 25.87 | 213.0069
5799 | 4.4924 | 68.0084 | 45.847 | 25.19 | 114.7996
5800 | 3.262 | 60.7773 | 42.1105 | 24.26 | 118.2276
5801 | 4.5154 | 65.2862 | 52.6369 | 23.33 | 39.2785
5802 | 4.529 | 70.1613 | 56.6669 | 22.39 | 4.1301
5803 | 4.5299 | 87.167 | 56.9169 | 21.75 | 0
5804 | 5.7528 | 93.7958 | 58.4469 | 21.11 | 0
5805 | 4.5159 | 80.4123 | 52.7769 | 20.47 | 0
5806 | 4.4999 | 74.0593 | 48.0369 | 20.08 | 0
5807 | 4.4483 | 58.5054 | 32.7942 | 19.68 | 0
5808 | 3.2696 | 43.5312 | 44.3589 | 19.29 | 0
5809 | 4.4574 | 48.1024 | 35.49 | 18.97 | 0
5810 | 5.671 | 50.9175 | 34.2642 | 18.64 | 0
5811 | 3.2297 | 50.5173 | 32.5682 | 18.32 | 0
5812 | 4.4457 | 75.45 | 32.0254 | 18.67 | 0
5813 | 5.6703 | 160.0375 | 34.0318 | 19.02 | 7.598
5814 | 4.4543 | 137.6656 | 34.5692 | 19.37 | 92.6754
5815 | 4.4611 | 131.6627 | 36.5842 | 20.28 | 272.5607
5816 | 3.2618 | 90.4807 | 42.0305 | 21.18 | 478.606
5817 | 4.4656 | 91.4155 | 37.9058 | 22.09 | 675.2542
5818 | 5.6779 | 95.785 | 36.3033 | 22.69 | 769.1149
5819 | 4.4495 | 89.8765 | 33.137 | 23.29 | 845.7823
5820 | 4.449 | 82.764 | 33.0039 | 23.89 | 830.0992
5821 | 3.2278 | 69.5018 | 32.0039 | 24 | 781.7716
5822 | 5.6616 | 70.8948 | 31.4639 | 24.11 | 625.0971
5823 | 4.4437 | 67.0105 | 31.4439 | 24.22 | 428.114
5824 | 3.2729 | 59.8238 | 45.3368 | 22.96 | 228.5642
5825 | 4.4634 | 64.2637 | 37.2694 | 21.69 | 69.7108
5826 | 4.4938 | 69.0784 | 46.2345 | 20.42 | 5.6651
5827 | 4.502 | 85.9816 | 48.6819 | 19.53 | 0
5828 | 5.7259 | 92.5093 | 50.4819 | 18.63 | 0
5829 | 4.488 | 79.2146 | 44.5246 | 17.74 | 0
5830 | 4.474 | 72.9664 | 40.3989 | 17.03 | 0
5831 | 3.2496 | 57.6747 | 38.4477 | 16.32 | 0
5832 | 4.45 | 98.9459 | 33.3109 | 15.61 | 0
5833 | 5.6522 | 101.0923 | 28.6839 | 15.06 | 0
5834 | 3.2057 | 98.3888 | 25.4639 | 14.51 | 0
5835 | 4.4122 | 111.9338 | 22.1139 | 13.97 | 0
5836 | 4.4433 | 168.0952 | 31.3315 | 14.53 | 0
5837 | 4.4437 | 269.7571 | 31.4233 | 15.09 | 6.8638
5838 | 5.6534 | 306.9563 | 29.0347 | 15.66 | 87.5904
5839 | 4.4515 | 302.9373 | 33.7456 | 17.58 | 279.3401
5840 | 4.4883 | 239.9559 | 44.6068 | 19.51 | 465.4633
5841 | 4.444 | 217.6511 | 31.5139 | 21.43 | 615.248
5842 | 4.4429 | 203.7842 | 31.2039 | 22.33 | 627.364
5843 | 3.2266 | 180.706 | 31.6275 | 23.23 | 524.2977
5844 | 5.6463 | 181.6048 | 26.9467 | 24.12 | 432.0213
5845 | 4.4075 | 161.8717 | 20.7415 | 24.32 | 343.4202
5846 | 4.3977 | 151.9479 | 17.8271 | 24.52 | 269.8038
5847 | 4.4089 | 148.5847 | 21.1378 | 24.71 | 121.9892
5848 | 3.1943 | 141.4631 | 22.091 | 23.01 | 55.549
5849 | 4.4419 | 149.8773 | 30.8967 | 21.31 | 24.9743
5850 | 4.4725 | 173.4558 | 39.9493 | 19.6 | 0
5851 | 4.495 | 197.641 | 46.6002 | 18.64 | 0
5852 | 5.7295 | 206.3243 | 51.5366 | 17.68 | 0
5853 | 4.4781 | 188.6003 | 41.6105 | 16.72 | 0
5854 | 4.4746 | 156.6005 | 40.5779 | 16.22 | 0
5855 | 3.2405 | 126.0841 | 35.7418 | 15.73 | 0
5856 | 5.6575 | 181.58 | 30.2539 | 15.23 | 0
5857 | 4.431 | 171.2973 | 27.6839 | 15.17 | 0
5858 | 3.2027 | 146.7831 | 24.5639 | 15.11 | 0
5859 | 4.4151 | 168.4385 | 22.9839 | 15.06 | 0
5860 | 4.415 | 235.2259 | 22.9439 | 15.72 | 0
5861 | 4.4569 | 312.0009 | 35.3371 | 16.39 | 6.9241
5862 | 5.7215 | 367.2091 | 49.1734 | 17.05 | 89.1323
5863 | 4.5169 | 344.5044 | 53.0819 | 19.42 | 254.0883
5864 | 4.5194 | 327.8718 | 53.8235 | 21.79 | 448.0789
5865 | 3.2869 | 299.2867 | 49.4733 | 24.15 | 679.1425
5866 | 5.6754 | 318.8144 | 35.5474 | 24.92 | 823.3763
5867 | 3.2423 | 257.624 | 36.2717 | 25.68 | 855.3207
5868 | 5.6565 | 257.6545 | 29.9736 | 26.44 | 767.9026
5869 | 3.2134 | 249.1725 | 27.7394 | 26.42 | 552.38
5870 | 5.6445 | 265.7891 | 26.4035 | 26.4 | 326.217
5871 | 4.4449 | 251.6389 | 31.7895 | 26.38 | 259.0913
5872 | 4.4483 | 245.1132 | 32.7851 | 25.29 | 157.8525
5873 | 4.4596 | 232.7987 | 36.1317 | 24.19 | 59.1992
5874 | 3.2753 | 213.0588 | 46.0281 | 23.1 | 0
5875 | 4.5172 | 244.8749 | 53.1753 | 21.79 | 0
5876 | 4.4978 | 249.0548 | 47.434 | 20.49 | 0
5877 | 5.6887 | 249.1158 | 39.4897 | 19.19 | 0
5878 | 4.4296 | 212.5051 | 27.2817 | 18.63 | 0
5879 | 4.4204 | 156.6748 | 24.5339 | 18.06 | 0
5880 | 3.2159 | 70.6493 | 28.4739 | 17.5 | 0
5881 | 4.4332 | 72.8609 | 28.3439 | 17.37 | 0
5882 | 4.4282 | 87.5457 | 26.8539 | 17.24 | 0
5883 | 4.4475 | 88.24 | 32.5662 | 17.12 | 0
5884 | 4.4533 | 133.8958 | 34.2742 | 17.7 | 0
5885 | 4.4554 | 185.1365 | 34.9061 | 18.29 | 0
5886 | 5.676 | 187.4606 | 35.729 | 18.88 | 93.6462
5887 | 4.5316 | 184.3722 | 57.4353 | 20.42 | 282.6115
5888 | 4.525 | 143.8581 | 55.473 | 21.95 | 499.0587
5889 | 4.4854 | 128.9575 | 43.7502 | 23.48 | 689.6545
5890 | 4.518 | 122.8029 | 53.3923 | 23.71 | 827.3888
5891 | 4.5269 | 111.4376 | 56.0261 | 23.94 | 890.7629
5892 | 4.5235 | 111.0466 | 55.0323 | 24.17 | 888.2191
5893 | 4.5211 | 103.6708 | 54.3173 | 24.57 | 791.9947
5894 | 4.517 | 97.9975 | 53.0908 | 24.96 | 650.1828
5895 | 3.3104 | 93.4355 | 56.3965 | 25.35 | 479.0064
5896 | 4.4921 | 95.3763 | 45.7399 | 24.7 | 263.4346
5897 | 4.5088 | 107.1233 | 50.6823 | 24.04 | 82.4794
5898 | 4.5304 | 119.048 | 57.073 | 23.39 | 0
5899 | 4.5505 | 120.7169 | 63.003 | 22.57 | 0
5900 | 4.5386 | 138.1661 | 59.4948 | 21.76 | 0
5901 | 5.7357 | 142.1743 | 53.3917 | 20.94 | 0
5902 | 4.4827 | 113.7815 | 42.9677 | 19.79 | 0
5903 | 4.4787 | 88.0611 | 41.7686 | 18.64 | 0
5904 | 3.2424 | 54.6556 | 36.3199 | 17.49 | 0
5905 | 4.4444 | 60.1993 | 31.6417 | 16.74 | 0
5906 | 5.6619 | 63.4561 | 31.5604 | 16 | 0
5907 | 3.2237 | 62.8638 | 30.7844 | 15.26 | 0
5908 | 4.4448 | 94.1924 | 31.7735 | 16.02 | 0
5909 | 5.6976 | 196.458 | 42.1254 | 16.79 | 0
5910 | 4.5132 | 168.92 | 51.983 | 17.55 | 92.5861
5911 | 4.53 | 163.1129 | 56.9509 | 20.17 | 281.4451
5912 | 3.3263 | 113.4249 | 61.1012 | 22.79 | 498.0944
5913 | 4.5885 | 114.6302 | 74.2339 | 25.41 | 688.1901
5914 | 5.7678 | 119.5274 | 62.8625 | 25.99 | 825.2014
5915 | 4.5461 | 112.3343 | 61.7073 | 26.57 | 889.7708
5916 | 4.5333 | 103.8943 | 57.9237 | 27.15 | 880.701
5917 | 3.307 | 87.6722 | 55.401 | 27.23 | 793.5628
5918 | 5.7362 | 89.4575 | 53.5185 | 27.3 | 664.2191
5919 | 4.5173 | 84.3593 | 53.1957 | 27.38 | 463.1765
5920 | 3.3179 | 75.7381 | 58.6135 | 26.51 | 239.2818
5921 | 4.5338 | 81.3465 | 58.063 | 25.63 | 75.4906
5922 | 4.5534 | 87.331 | 63.853 | 24.76 | 0
5923 | 4.5505 | 107.5952 | 63.003 | 23.07 | 0
5924 | 5.7687 | 115.8388 | 63.143 | 21.39 | 0
5925 | 4.5167 | 99.8452 | 53.003 | 19.7 | 0
5926 | 4.4882 | 91.8993 | 44.5945 | 19.23 | 0
5927 | 4.4797 | 72.4143 | 42.0863 | 18.77 | 0
5928 | 3.251 | 52.8561 | 38.8572 | 18.3 | 0
5929 | 4.4553 | 58.1988 | 34.8738 | 17.91 | 0
5930 | 5.6668 | 61.3221 | 33.021 | 17.53 | 0
5931 | 3.2317 | 60.7408 | 33.1328 | 17.15 | 0
5932 | 4.4564 | 91.0402 | 35.188 | 17.65 | 0
5933 | 5.6637 | 189.5661 | 32.103 | 18.16 | 0
5934 | 4.4984 | 162.9869 | 47.613 | 18.66 | 58.9463
5935 | 4.5234 | 157.5348 | 54.993 | 20.95 | 168.4024
5936 | 3.3142 | 109.6737 | 57.5467 | 23.23 | 334.5891
5937 | 4.5532 | 110.8423 | 63.7937 | 25.51 | 493.1862
5938 | 5.7472 | 115.5225 | 56.7858 | 26.34 | 554.4769
5939 | 4.4725 | 108.5875 | 39.9403 | 27.16 | 431.0476
5940 | 4.4729 | 100.4718 | 40.0672 | 27.98 | 336.46
5941 | 3.2328 | 84.8244 | 33.4572 | 27.84 | 219.5428
5942 | 5.6539 | 86.5544 | 29.1972 | 27.7 | 99.0002
5943 | 4.4582 | 81.6031 | 35.7351 | 27.56 | 76.3987
5944 | 3.2937 | 73.3038 | 51.4599 | 26.15 | 54.452
5945 | 4.5165 | 78.7307 | 52.963 | 24.73 | 13.7064
5946 | 4.5334 | 84.5125 | 57.963 | 23.32 | 0
5947 | 4.544 | 104.0187 | 61.083 | 22.75 | 0
5948 | 5.7535 | 111.9955 | 58.6265 | 22.18 | 0
5949 | 4.4782 | 96.5945 | 41.6454 | 21.61 | 0
5950 | 4.487 | 88.9007 | 44.2388 | 20.41 | 0
5951 | 4.4607 | 70.0302 | 36.4744 | 19.2 | 0
5952 | 3.24 | 49.4628 | 35.6078 | 18 | 0
5953 | 4.4658 | 54.5078 | 37.9718 | 17.93 | 0
5954 | 5.6582 | 57.4948 | 30.4526 | 17.86 | 0
5955 | 3.2164 | 56.9717 | 28.6126 | 17.79 | 0
5956 | 4.4571 | 85.3203 | 35.3834 | 17.4 | 0
5957 | 5.7037 | 178.4323 | 43.9194 | 17.01 | 0
5958 | 4.5376 | 153.4319 | 59.1938 | 16.62 | 80.7206
5959 | 4.5428 | 147.9295 | 60.7468 | 16.84 | 274.5326
5960 | 3.3204 | 102.674 | 59.3768 | 17.05 | 493.9395
5961 | 4.4928 | 103.7603 | 45.9529 | 17.26 | 675.3074
5962 | 5.6979 | 108.2764 | 42.2161 | 17.56 | 794.4716
5963 | 4.464 | 101.7345 | 37.4455 | 17.86 | 858.1361
5964 | 4.4417 | 94.0263 | 30.8558 | 18.16 | 835.3467
5965 | 3.216 | 79.2842 | 28.5072 | 18.27 | 760.295
5966 | 5.6487 | 80.8947 | 27.6672 | 18.38 | 613.1418
5967 | 4.4555 | 76.3124 | 34.9135 | 18.49 | 448.7641
5968 | 3.2568 | 68.4529 | 40.5668 | 17.69 | 246.4781
5969 | 4.5203 | 73.5236 | 54.0784 | 16.89 | 73.493
5970 | 4.5264 | 78.9482 | 55.873 | 16.09 | 0
5971 | 4.5333 | 97.424 | 57.913 | 15.91 | 0
5972 | 5.7541 | 104.8776 | 58.823 | 15.74 | 0
5973 | 4.516 | 90.3037 | 52.813 | 15.56 | 0
5974 | 4.5033 | 83.1272 | 49.0595 | 15.55 | 0
5975 | 3.2471 | 65.5342 | 37.6883 | 15.54 | 0
5976 | 4.4777 | 77.19 | 41.5005 | 15.53 | 0
5977 | 5.6775 | 78.7607 | 36.1834 | 15.34 | 0
5978 | 3.2501 | 76.5462 | 38.5962 | 15.16 | 0
5979 | 4.4729 | 86.8939 | 40.0775 | 14.98 | 0
5980 | 4.4984 | 131.0262 | 47.6097 | 14.93 | 0
5981 | 4.4956 | 209.5728 | 46.7798 | 14.89 | 0
5982 | 5.7159 | 238.1445 | 47.51 | 14.85 | 48.5621
5983 | 4.5076 | 234.6595 | 50.3201 | 14.74 | 89.0682
5984 | 4.4934 | 186.8698 | 46.1224 | 14.62 | 189.7847
5985 | 4.5068 | 170.0787 | 50.092 | 14.5 | 285.7423
5986 | 4.4805 | 159.232 | 42.3093 | 14.69 | 318.5274
5987 | 3.2592 | 141.6814 | 41.278 | 14.88 | 419.6115
5988 | 5.6686 | 142.3062 | 33.5394 | 15.06 | 345.0759
5989 | 4.4468 | 126.977 | 32.3594 | 15.82 | 306.8965
5990 | 4.4446 | 119.4979 | 31.6894 | 16.58 | 248.9876
5991 | 4.4474 | 116.6999 | 32.5394 | 17.34 | 208.6671
5992 | 3.2554 | 111.4786 | 40.1426 | 17.11 | 146.5169
5993 | 4.5255 | 118.0446 | 55.6313 | 16.88 | 47.511
5994 | 4.5444 | 136.1511 | 61.2023 | 16.65 | 0
5995 | 4.5497 | 154.6493 | 62.7724 | 16.38 | 0
5996 | 5.7669 | 161.5226 | 62.5926 | 16.12 | 0
5997 | 4.5055 | 148.2094 | 49.7086 | 15.86 | 0
5998 | 4.493 | 123.1969 | 46.0134 | 15.72 | 0
5999 | 4.4718 | 98.728 | 39.7538 | 15.57 | 0
6000 | 3.2478 | 67.98 | 37.9116 | 15.43 | 0
6001 | 5.6547 | 69.3323 | 29.4194 | 15.23 | 0
6002 | 3.2225 | 67.3504 | 30.4298 | 15.03 | 0
6003 | 4.4337 | 76.398 | 28.4837 | 14.84 | 0
6004 | 4.4284 | 115.3602 | 26.9243 | 15.38 | 0
6005 | 4.4337 | 184.3068 | 28.4879 | 15.93 | 0
6006 | 5.6519 | 209.3352 | 28.6015 | 16.47 | 16.3708
6007 | 4.4231 | 206.1614 | 25.3388 | 17.85 | 71.782
6008 | 4.428 | 164.476 | 26.8065 | 19.23 | 110.6072
6009 | 4.4435 | 149.8707 | 31.373 | 20.6 | 224.9033
6010 | 4.4378 | 140.3096 | 29.688 | 21.61 | 256.4896
6011 | 3.2254 | 124.9887 | 31.2974 | 22.62 | 280.3819
6012 | 5.6588 | 125.5161 | 30.6424 | 23.62 | 320.7055
6013 | 4.4346 | 112.0353 | 28.7606 | 23.85 | 246.018
6014 | 4.4356 | 105.5273 | 29.0394 | 24.07 | 196.4621
6015 | 4.444 | 103.011 | 31.5322 | 24.29 | 112.9682
6016 | 3.2548 | 98.5127 | 39.9746 | 22.83 | 58.1246
6017 | 4.5148 | 104.2958 | 52.4514 | 21.38 | 21.3263
6018 | 4.4849 | 120.1558 | 43.6221 | 19.92 | 0
6019 | 4.5469 | 136.3365 | 61.937 | 19.4 | 0
6020 | 5.7216 | 142.4193 | 49.1958 | 18.89 | 0
6021 | 4.5454 | 130.8484 | 61.4979 | 18.38 | 0
6022 | 4.4999 | 108.8057 | 48.0423 | 18.18 | 0
6023 | 4.4828 | 87.058 | 42.9824 | 17.99 | 0
6024 | 4.4639 | 73.7182 | 37.3981 | 17.79 | 0
6025 | 4.4422 | 68.4157 | 31.0038 | 17.44 | 0
6026 | 3.2233 | 54.4853 | 30.6632 | 17.09 | 0
6027 | 4.4457 | 64.6702 | 32.0395 | 16.74 | 0
6028 | 4.4444 | 89.3285 | 31.641 | 17.11 | 0
6029 | 5.7146 | 115.0665 | 47.1332 | 17.48 | 0
6030 | 3.3072 | 114.9421 | 55.4515 | 17.85 | 40.8053
6031 | 5.7869 | 120.8801 | 68.5215 | 20 | 106.6095
6032 | 4.5828 | 106.536 | 72.5515 | 22.15 | 183.1902
6033 | 3.3362 | 92.4491 | 64.0257 | 24.3 | 260.6389
6034 | 5.7591 | 117.203 | 60.3088 | 24.82 | 277.2169
6035 | 3.3333 | 81.3785 | 63.1803 | 25.34 | 284.193
6036 | 4.5061 | 83.1683 | 49.8865 | 25.85 | 289.0854
6037 | 4.5331 | 88.7349 | 57.8765 | 25.79 | 181.1487
6038 | 5.7613 | 108.2077 | 60.9424 | 25.72 | 141.1968
6039 | 4.5147 | 98.6029 | 52.413 | 25.65 | 135.4414
6040 | 4.513 | 90.7487 | 51.9305 | 24.04 | 53.9547
6041 | 4.558 | 81.5758 | 65.2215 | 22.42 | 23.5388
6042 | 3.3483 | 71.1959 | 67.6115 | 20.81 | 0
6043 | 4.5937 | 83.8855 | 75.7815 | 20.41 | 0
6044 | 4.6094 | 87.5885 | 80.4115 | 20.01 | 0
6045 | 5.7901 | 88.1429 | 69.4715 | 19.61 | 0
6046 | 4.5021 | 78.152 | 48.7123 | 19.22 | 0
6047 | 3.2388 | 56.287 | 35.2294 | 18.84 | 0
6048 | 4.4774 | 58.3291 | 41.4061 | 18.45 | 0
6049 | 4.4524 | 61.3009 | 34.0202 | 17.88 | 0
6050 | 5.668 | 73.2884 | 33.3575 | 17.31 | 0
6051 | 3.2287 | 71.9494 | 32.2704 | 16.75 | 0
6052 | 4.4649 | 105.4929 | 37.7117 | 17.29 | 0
6053 | 5.695 | 139.3603 | 41.3582 | 17.84 | 0
6054 | 3.323 | 118.5404 | 60.1235 | 18.38 | 74.7574
6055 | 5.8075 | 141.3399 | 74.5893 | 20.89 | 237.0762
6056 | 4.5826 | 106.7253 | 72.4915 | 23.4 | 452.1264
6057 | 4.5505 | 97.5429 | 63.0193 | 25.9 | 646.1735
6058 | 4.5816 | 93.7989 | 72.1915 | 26.48 | 789.2526
6059 | 3.3252 | 86.2782 | 60.7852 | 27.06 | 820.0915
6060 | 5.7562 | 86.5938 | 59.4353 | 27.63 | 774.9795
6061 | 4.5462 | 81.1952 | 61.7467 | 27.59 | 711.125
6062 | 4.5337 | 79.6481 | 58.0297 | 27.54 | 590.4659
6063 | 4.5247 | 72.8809 | 55.3961 | 27.49 | 437.1715
6064 | 3.2992 | 70.5018 | 53.1136 | 25.95 | 226.1461
6065 | 4.5273 | 79.8733 | 56.1423 | 24.42 | 55.3223
6066 | 5.758 | 90.5063 | 59.9683 | 22.88 | 0
6067 | 3.3259 | 88.9167 | 60.9826 | 22.3 | 0
6068 | 4.5274 | 104.8155 | 56.1905 | 21.72 | 0
6069 | 5.7225 | 106.9848 | 49.4854 | 21.14 | 0
6070 | 4.5127 | 89.24 | 51.8412 | 20.55 | 0
6071 | 4.4616 | 69.459 | 36.7203 | 19.97 | 0
6072 | 3.2369 | 46.8343 | 34.6836 | 19.38 | 0
6073 | 4.4459 | 51.6831 | 32.0736 | 18.92 | 0
6074 | 5.6581 | 54.6135 | 30.4322 | 18.46 | 0
6075 | 3.2238 | 54.1512 | 30.8087 | 18.01 | 0
6076 | 4.44 | 80.9844 | 30.3532 | 18.49 | 0
6077 | 5.6851 | 170.5966 | 38.414 | 18.98 | 0
6078 | 4.485 | 146.7222 | 43.6521 | 19.47 | 80.5024
6079 | 4.5415 | 140.8759 | 60.3474 | 21.64 | 262.9201
6080 | 3.3248 | 97.2832 | 60.6814 | 23.8 | 484.7947
6081 | 4.5362 | 98.3002 | 58.7895 | 25.96 | 673.0056
6082 | 5.7531 | 102.7928 | 58.5183 | 26.4 | 810.4788
6083 | 4.5525 | 96.5157 | 63.6012 | 26.83 | 873.4125
6084 | 4.5534 | 89.0369 | 63.8518 | 27.26 | 863.7793
6085 | 3.3357 | 74.9204 | 63.8888 | 27.07 | 781.5451
6086 | 5.7646 | 76.4319 | 61.9304 | 26.87 | 638.5713
6087 | 4.5435 | 72.1745 | 60.9472 | 26.68 | 443.967
6088 | 3.3488 | 64.5848 | 67.7615 | 25.16 | 219.4941
6089 | 4.5657 | 69.3736 | 67.4915 | 23.64 | 52.6811
6090 | 4.569 | 74.5322 | 68.4815 | 22.12 | 0
6091 | 4.6246 | 92.3787 | 84.9121 | 21.63 | 0
6092 | 5.8022 | 99.4187 | 73.0415 | 21.14 | 0
6093 | 4.5459 | 85.3624 | 61.6376 | 20.65 | 0
6094 | 4.5148 | 78.6043 | 52.4471 | 20.63 | 0
6095 | 4.4811 | 62.0513 | 42.4923 | 20.6 | 0
6096 | 3.2513 | 45.5092 | 38.9434 | 20.58 | 0
6097 | 4.4553 | 50.2184 | 34.8696 | 19.83 | 0
6098 | 5.6657 | 53.0625 | 32.6876 | 19.08 | 0
6099 | 3.2291 | 52.6122 | 32.3782 | 18.33 | 0
6100 | 4.4737 | 78.6864 | 40.3144 | 18.64 | 0
6101 | 5.7172 | 165.7153 | 47.8942 | 18.96 | 0
6102 | 4.5489 | 142.5231 | 62.5315 | 19.27 | 63.5914
6103 | 4.581 | 136.8633 | 72.0215 | 21.46 | 222.4568
6104 | 3.3819 | 94.5285 | 77.5515 | 23.65 | 463.2698
6105 | 4.6029 | 95.5171 | 78.4915 | 25.84 | 531.9918
6106 | 5.8133 | 99.8754 | 76.3315 | 26.23 | 514.3817
6107 | 4.572 | 93.7787 | 69.3652 | 26.61 | 520.8853
6108 | 4.5419 | 86.5175 | 60.4794 | 26.99 | 448.3875
6109 | 3.316 | 72.8056 | 58.0546 | 26.62 | 531.1083
6110 | 5.7575 | 74.2748 | 59.8315 | 26.24 | 537.1196
6111 | 4.5385 | 70.1352 | 59.4748 | 25.87 | 421.2707
6112 | 3.317 | 62.765 | 58.3553 | 24.61 | 213.8987
6113 | 4.5768 | 67.4188 | 70.7865 | 23.34 | 50.4053
6114 | 4.5793 | 72.4307 | 71.5215 | 22.08 | 0
6115 | 4.5813 | 89.7606 | 72.1015 | 21.08 | 0
6116 | 5.7989 | 96.602 | 72.0615 | 20.09 | 0
6117 | 4.5325 | 82.9519 | 57.6886 | 19.1 | 0
6118 | 4.5239 | 76.3838 | 55.1575 | 18.61 | 0
6119 | 3.261 | 60.2956 | 41.8186 | 18.11 | 0
6120 | 4.4559 | 78.1336 | 35.0344 | 17.62 | 0
6121 | 5.6847 | 79.7214 | 38.2938 | 17.54 | 0
6122 | 3.2345 | 77.4776 | 33.9736 | 17.46 | 0
6123 | 4.4431 | 87.9475 | 31.2689 | 17.38 | 0
6124 | 4.461 | 132.6256 | 36.5367 | 17.81 | 0
6125 | 4.4819 | 212.117 | 42.7367 | 18.25 | 0
6126 | 5.7618 | 241.0288 | 61.0915 | 18.69 | 77.0395
6127 | 4.5812 | 237.4942 | 72.0815 | 21.19 | 257.4425
6128 | 4.5883 | 189.1475 | 74.1715 | 23.69 | 479.6117
6129 | 4.5646 | 172.1634 | 67.1707 | 26.18 | 668.0206
6130 | 4.5546 | 161.1836 | 64.2203 | 26.41 | 805.1551
6131 | 3.3348 | 143.4275 | 63.6307 | 26.64 | 868.2152
6132 | 5.7705 | 144.0585 | 63.6512 | 26.86 | 849.9255
6133 | 4.5269 | 128.5432 | 56.0339 | 27.15 | 767.0015
6134 | 4.518 | 120.978 | 53.4014 | 27.43 | 628.1794
6135 | 4.5465 | 118.1423 | 61.8309 | 27.72 | 434.0721
6136 | 3.2995 | 112.8639 | 53.2014 | 25.91 | 210.423
6137 | 4.5292 | 119.5102 | 56.7264 | 24.1 | 48.068
6138 | 4.5355 | 137.8322 | 58.5775 | 22.29 | 0
6139 | 4.5486 | 156.5491 | 62.4586 | 21.59 | 0
6140 | 5.7654 | 163.5084 | 62.1577 | 20.89 | 0
6141 | 4.508 | 150.0429 | 50.4589 | 20.19 | 0
6142 | 4.4831 | 124.7236 | 43.0936 | 19.92 | 0
6143 | 3.2344 | 99.9422 | 33.945 | 19.66 | 0
6144 | 4.4676 | 236.4613 | 38.4976 | 19.39 | 0
6145 | 4.471 | 243.021 | 39.5175 | 18.92 | 0
6146 | 4.4651 | 266.2179 | 37.7652 | 18.45 | 0
6147 | 4.449 | 286.8635 | 32.9973 | 17.98 | 0
6148 | 4.4515 | 359.7636 | 33.742 | 18.21 | 0
6149 | 4.445 | 547.8677 | 31.8074 | 18.45 | 0
6150 | 5.6963 | 673.6502 | 41.7439 | 18.68 | 53.6533
6151 | 4.4854 | 672.0257 | 43.7541 | 20.96 | 185.0255
6152 | 4.4998 | 597.0248 | 48.0105 | 23.24 | 282.5133
6153 | 4.5195 | 541.7738 | 53.8447 | 25.52 | 372.6516
6154 | 4.5045 | 481.0513 | 49.4005 | 25.81 | 168.3286
6155 | 4.5118 | 448.0556 | 51.5541 | 26.1 | 150.6294
6156 | 4.4986 | 423.2797 | 47.6778 | 26.38 | 73.2119
6157 | 4.4811 | 404.3043 | 42.4977 | 26.4 | 70.3945
6158 | 4.4718 | 374.4922 | 39.746 | 26.42 | 123.9262
6159 | 3.2539 | 372.4727 | 39.7097 | 26.44 | 132.6852
6160 | 4.4827 | 376.8305 | 42.9673 | 24.97 | 124.0667
6161 | 4.5269 | 384.9592 | 56.0186 | 23.5 | 35.3801
6162 | 4.5304 | 423.8262 | 57.08 | 22.03 | 0
6163 | 5.7552 | 461.1797 | 59.1569 | 21.54 | 0
6164 | 4.5274 | 447.8072 | 56.1686 | 21.06 | 0
6165 | 4.4939 | 428.5889 | 46.2742 | 20.58 | 0
6166 | 4.5162 | 351.4624 | 52.8755 | 20.17 | 0
6167 | 4.4598 | 268.9051 | 36.2021 | 19.77 | 0
6168 | 3.2164 | 136.2441 | 28.6254 | 19.36 | 0
6169 | 5.6335 | 139.575 | 23.1736 | 19.01 | 0
6170 | 3.1958 | 136.2344 | 22.5339 | 18.67 | 0
6171 | 4.4115 | 155.678 | 21.9192 | 18.33 | 0
6172 | 4.4049 | 231.8533 | 19.9725 | 18.49 | 0
6173 | 4.4048 | 374.5968 | 19.9399 | 18.66 | 0
6174 | 5.6288 | 427.4414 | 21.7848 | 18.82 | 53.2974
6175 | 4.4386 | 423.1735 | 29.9165 | 20.36 | 202.9454
6176 | 4.4547 | 331.5861 | 34.6766 | 21.9 | 398.5345
6177 | 4.4556 | 298.6674 | 34.9587 | 23.44 | 529.0539
6178 | 4.4653 | 279.6772 | 37.813 | 23.74 | 530.1981
6179 | 3.2718 | 246.2592 | 44.9875 | 24.04 | 503.8999
6180 | 5.714 | 247.7731 | 46.9548 | 24.33 | 504.2431
6181 | 4.4761 | 220.366 | 41.0148 | 24.71 | 481.8251
6182 | 4.4575 | 205.7503 | 35.5148 | 25.08 | 425.8028
6183 | 4.4479 | 201.7504 | 32.6748 | 25.46 | 342.3886
6184 | 3.2468 | 190.7334 | 37.6012 | 23.92 | 182.6039
6185 | 4.5256 | 202.3128 | 55.6347 | 22.37 | 42.3202
6186 | 4.5235 | 235.8205 | 55.0157 | 20.83 | 0
6187 | 4.5274 | 270.4591 | 56.183 | 20.23 | 0
6188 | 5.7541 | 282.0566 | 58.813 | 19.64 | 0
6189 | 4.5023 | 255.7913 | 48.7542 | 19.04 | 0
6190 | 4.468 | 211.9054 | 38.6323 | 18.52 | 0
6191 | 4.4466 | 172.2839 | 32.2861 | 17.99 | 0
6192 | 4.4094 | 133.5161 | 21.2937 | 17.47 | 0
6193 | 4.3925 | 126.344 | 16.2873 | 17.29 | 0
6194 | 3.1719 | 108.9427 | 15.4757 | 17.11 | 0
6195 | 4.376 | 124.4807 | 11.4094 | 16.93 | 0
6196 | 4.3798 | 175.9925 | 12.5567 | 17.05 | 0
6197 | 4.4749 | 235.539 | 40.6737 | 17.18 | 0
6198 | 5.7321 | 275.6374 | 52.3224 | 17.31 | 62.4441
6199 | 4.5141 | 258.7866 | 52.2466 | 19.53 | 243.7982
6200 | 4.5118 | 245.3556 | 51.5616 | 21.75 | 473.6172
6201 | 3.2926 | 225.2542 | 51.1498 | 23.97 | 661.1704
6202 | 5.7342 | 237.5216 | 52.9209 | 24.75 | 789.1749
6203 | 4.5227 | 194.4701 | 54.7881 | 25.53 | 856.2846
6204 | 4.5303 | 194.3809 | 57.0332 | 26.31 | 828.174
6205 | 3.3013 | 187.0546 | 53.7184 | 26.33 | 741.9903
6206 | 5.7305 | 198.3419 | 51.8497 | 26.34 | 614.4663
6207 | 4.5127 | 187.8747 | 51.8219 | 26.35 | 418.5537
6208 | 4.5382 | 183.5904 | 59.36 | 25.15 | 194.6176
6209 | 4.5539 | 175.7877 | 64 | 23.95 | 34.2523
6210 | 3.3388 | 163.4106 | 64.8 | 22.75 | 0
6211 | 4.6045 | 186.4778 | 78.98 | 22.06 | 0
6212 | 5.7755 | 190.3195 | 65.1329 | 21.37 | 0
6213 | 4.5239 | 190.141 | 55.1309 | 20.68 | 0
6214 | 4.4964 | 162.1091 | 47.0082 | 20.18 | 0
6215 | 4.4908 | 119.4485 | 45.3631 | 19.69 | 0
6216 | 3.2441 | 106.7082 | 36.8127 | 19.19 | 0
6217 | 4.4468 | 110.3465 | 32.3569 | 18.72 | 0
6218 | 4.4368 | 134.4941 | 29.3866 | 18.26 | 0
6219 | 4.4159 | 135.0831 | 23.225 | 17.8 | 0
6220 | 4.4374 | 203.9237 | 29.5741 | 18.04 | 0
6221 | 4.4915 | 280.7521 | 45.5655 | 18.28 | 0
6222 | 5.7365 | 282.7088 | 53.6 | 18.52 | 43.8051
6223 | 4.5625 | 278.7859 | 66.57 | 20.49 | 149.0519
6224 | 4.5642 | 215.1213 | 67.05 | 22.46 | 301.3732
6225 | 4.5252 | 191.3903 | 55.5398 | 24.42 | 385.1634
6226 | 4.4443 | 182.549 | 31.6177 | 25.07 | 489.8857
6227 | 4.4626 | 164.9266 | 37.0301 | 25.72 | 534.2586
6228 | 4.4498 | 164.3951 | 33.2492 | 26.36 | 588.7803
6229 | 4.4473 | 153.8144 | 32.487 | 26.23 | 553.4911
6230 | 4.4454 | 144.8186 | 31.946 | 26.1 | 568.804
6231 | 3.2368 | 138.0835 | 34.6402 | 25.97 | 408.8152
6232 | 4.4784 | 141.0181 | 41.699 | 24.84 | 189.5081
6233 | 4.4817 | 159.3567 | 42.67 | 23.72 | 32.3228
6234 | 4.5304 | 177.4832 | 57.07 | 22.59 | 0
6235 | 4.5411 | 179.1803 | 60.24 | 22.07 | 0
6236 | 4.5387 | 206.4947 | 59.53 | 21.56 | 0
6237 | 5.6875 | 213.1673 | 39.116 | 21.05 | 0
6238 | 4.4312 | 169.8098 | 27.7379 | 20.3 | 0
6239 | 4.4398 | 131.9993 | 30.2879 | 19.56 | 0
6240 | 3.2169 | 76.426 | 28.775 | 18.81 | 0
6241 | 5.6431 | 77.9868 | 26.005 | 18.54 | 0
6242 | 3.1942 | 75.7998 | 22.065 | 18.28 | 0
6243 | 4.4056 | 86.057 | 20.1868 | 18.02 | 0
6244 | 4.446 | 129.7353 | 32.1117 | 18.24 | 0
6245 | 4.4711 | 207.5455 | 39.5328 | 18.47 | 0
6246 | 5.7326 | 235.8585 | 52.46 | 18.7 | 55.8227
6247 | 4.5694 | 232.4269 | 68.59 | 19.37 | 208.948
6248 | 4.5759 | 185.0379 | 70.53 | 20.04 | 451.3386
6249 | 4.5897 | 168.3801 | 74.6 | 20.71 | 532.5096
6250 | 4.5905 | 157.6423 | 74.84 | 20.27 | 576.8966
6251 | 3.3699 | 140.2409 | 73.99 | 19.83 | 550.1177
6252 | 5.7796 | 140.8637 | 66.3538 | 19.38 | 570.5102
6253 | 4.5542 | 125.6827 | 64.0924 | 18.87 | 500.8395
6254 | 4.5525 | 118.2635 | 63.5998 | 18.36 | 321.5932
6255 | 4.5351 | 115.5026 | 58.4577 | 17.85 | 186.8184
6256 | 3.3369 | 110.3149 | 64.2315 | 17.24 | 60.1233
6257 | 4.5616 | 116.8158 | 66.2984 | 16.63 | 10.5226
6258 | 4.5628 | 134.7586 | 66.64 | 16.02 | 0
6259 | 4.58 | 153.0937 | 71.73 | 15.79 | 0
6260 | 5.7853 | 159.8935 | 68.0311 | 15.57 | 0
6261 | 4.5173 | 146.6845 | 53.2051 | 15.34 | 0
6262 | 4.474 | 121.9221 | 40.3882 | 15.39 | 0
6263 | 4.4682 | 97.7311 | 38.667 | 15.44 | 0
6264 | 3.2334 | 71.6763 | 33.6525 | 15.49 | 0
6265 | 5.6638 | 73.1083 | 32.135 | 15.08 | 0
6266 | 3.2138 | 71.0249 | 27.8621 | 14.68 | 0
6267 | 4.4222 | 80.5775 | 25.0903 | 14.28 | 0
6268 | 4.4614 | 121.6392 | 36.6727 | 14.62 | 0
6269 | 4.4749 | 194.3801 | 40.6638 | 14.97 | 0
6270 | 5.7247 | 220.7961 | 50.1231 | 15.31 | 21.4694
6271 | 4.5516 | 217.4705 | 63.3246 | 16.74 | 47.9178
6272 | 4.5518 | 173.4385 | 63.3891 | 18.17 | 72.1415
6273 | 4.5367 | 158.0027 | 58.9405 | 19.59 | 153.3906
6274 | 4.5397 | 147.9234 | 59.8179 | 19.73 | 185.0622
6275 | 3.3337 | 131.7424 | 63.2917 | 19.87 | 165.5737
6276 | 5.7579 | 132.3031 | 59.9466 | 20.01 | 155.2763
6277 | 4.5143 | 118.0854 | 52.3015 | 19.81 | 130.2168
6278 | 4.5017 | 111.2079 | 48.5851 | 19.61 | 104.0587
6279 | 4.5042 | 108.5651 | 49.3152 | 19.41 | 50.9059
6280 | 3.2822 | 103.8024 | 48.0655 | 18.7 | 17.8667
6281 | 4.5571 | 109.8998 | 64.95 | 17.98 | 3.1839
6282 | 4.5799 | 126.6393 | 71.71 | 17.27 | 0
6283 | 4.5911 | 143.7218 | 75.01 | 16.79 | 0
6284 | 5.7996 | 150.1294 | 72.2547 | 16.31 | 0
6285 | 4.5231 | 137.8988 | 54.9108 | 15.83 | 0
6286 | 4.487 | 114.6604 | 44.2364 | 15.4 | 0
6287 | 3.2328 | 91.7698 | 33.4757 | 14.97 | 0
6288 | 4.4423 | 122.7042 | 31.016 | 14.54 | 0
6289 | 5.6515 | 125.5821 | 28.476 | 14.5 | 0
6290 | 3.2111 | 122.4493 | 27.046 | 14.46 | 0
6291 | 4.4216 | 139.703 | 24.916 | 14.42 | 0
6292 | 4.4293 | 208.6838 | 27.1852 | 14.71 | 0
6293 | 4.5015 | 336.3448 | 48.5191 | 15 | 0
6294 | 5.7418 | 383.4102 | 55.1794 | 15.29 | 8.9247
6295 | 4.5736 | 379.1551 | 69.8246 | 16.12 | 40.9004
6296 | 4.5726 | 298.2505 | 69.5446 | 16.94 | 85.5965
6297 | 4.5829 | 269.3201 | 72.5946 | 17.76 | 147.3721
6298 | 4.5723 | 252.1834 | 69.4652 | 17.81 | 151.7015
6299 | 3.3577 | 222.6195 | 70.3974 | 17.86 | 163.1961
6300 | 5.7766 | 223.8932 | 65.4727 | 17.91 | 136.062
6301 | 4.539 | 199.2863 | 59.6153 | 17.66 | 114.7157
6302 | 4.5362 | 186.4322 | 58.7779 | 17.4 | 79.7943
6303 | 4.5291 | 182.6247 | 56.6906 | 17.14 | 51.2653
6304 | 3.3056 | 173.0961 | 54.9874 | 16.58 | 35.671
6305 | 4.524 | 183.5268 | 55.1686 | 16.01 | 8.5754
6306 | 4.5619 | 213.3662 | 66.3646 | 15.45 | 0
6307 | 4.5661 | 244.1281 | 67.6319 | 15.29 | 0
6308 | 5.7981 | 254.6897 | 71.8204 | 15.14 | 0
6309 | 4.5429 | 231.6391 | 60.7756 | 14.98 | 0
6310 | 4.4971 | 192.0573 | 47.2349 | 14.85 | 0
6311 | 3.2599 | 155.594 | 41.4793 | 14.72 | 0
6312 | 4.4658 | 177.352 | 37.9572 | 14.59 | 0
6313 | 4.4628 | 181.439 | 37.0864 | 14.24 | 0
6314 | 4.457 | 196.868 | 35.3681 | 13.9 | 0
6315 | 4.4525 | 212.6071 | 34.0298 | 13.56 | 0
6316 | 4.4659 | 270.2959 | 38.0044 | 13.54 | 0
6317 | 4.4932 | 411.8727 | 46.0715 | 13.53 | 0
6318 | 5.7079 | 503.5654 | 45.1654 | 13.51 | 33.4449
6319 | 4.4932 | 498.6749 | 46.0835 | 14.21 | 126.1422
6320 | 4.5077 | 445.244 | 50.3635 | 14.91 | 302.809
6321 | 4.5317 | 405.0155 | 57.4397 | 15.61 | 501.8523
6322 | 4.5247 | 361.7209 | 55.3916 | 16.23 | 677.4119
6323 | 4.4972 | 337.4428 | 47.2487 | 16.85 | 782.205
6324 | 4.4878 | 319.7635 | 44.4842 | 17.46 | 744.7441
6325 | 4.4681 | 305.8565 | 38.6587 | 17.21 | 645.6202
6326 | 4.4508 | 284.3799 | 33.536 | 16.95 | 502.0332
6327 | 3.2447 | 283.2008 | 36.9903 | 16.69 | 295.3055
6328 | 4.4825 | 286.9449 | 42.9026 | 16.1 | 122.1793
6329 | 4.5165 | 293.9619 | 52.9638 | 15.52 | 18.7266
6330 | 4.5396 | 322.9534 | 59.7784 | 14.93 | 0
6331 | 5.7674 | 350.9756 | 62.7435 | 14.7 | 0
6332 | 4.5158 | 342.6966 | 52.7365 | 14.48 | 0
6333 | 4.4972 | 328.0051 | 47.2646 | 14.25 | 0
6334 | 4.508 | 269.1341 | 50.4386 | 14.02 | 0
6335 | 4.4533 | 204.4786 | 34.2631 | 13.8 | 0
6336 | 3.2238 | 202.1724 | 30.7951 | 13.57 | 0
6337 | 4.4448 | 207.2335 | 31.7695 | 12.43 | 0
6338 | 4.4357 | 225.7725 | 29.0795 | 11.29 | 0
6339 | 4.4301 | 243.5915 | 27.4295 | 10.16 | 0
6340 | 4.4231 | 307.8998 | 25.3395 | 10.57 | 0
6341 | 4.4233 | 469.0519 | 25.4195 | 10.98 | 0
6342 | 5.6448 | 574.855 | 26.5195 | 11.39 | 37.8172
6343 | 4.4344 | 571.0529 | 28.6895 | 12.55 | 153.9759
6344 | 4.4505 | 508.7821 | 33.4595 | 13.71 | 373.8884
6345 | 4.4582 | 462.3389 | 35.7095 | 14.86 | 545.9425
6346 | 4.4542 | 411.8995 | 34.5281 | 15.37 | 679.028
6347 | 4.4456 | 383.9971 | 32.0083 | 15.87 | 728.5344
6348 | 4.4352 | 363.4075 | 28.9252 | 16.37 | 689.5974
6349 | 4.4084 | 347.3973 | 21.0101 | 16.49 | 599.8242
6350 | 4.3973 | 322.4886 | 17.7161 | 16.6 | 476.895
6351 | 3.1844 | 320.9825 | 19.165 | 16.71 | 324.3794
6352 | 4.416 | 325.021 | 23.2601 | 15.68 | 129.7759
6353 | 4.4432 | 332.5757 | 31.2795 | 14.66 | 18.5051
6354 | 4.4814 | 365.7017 | 42.5872 | 13.63 | 0
6355 | 5.692 | 397.6427 | 40.4686 | 13.16 | 0
6356 | 4.4688 | 387.3599 | 38.8462 | 12.69 | 0
6357 | 4.4607 | 370.7461 | 36.4558 | 12.22 | 0
6358 | 4.4463 | 304.1306 | 32.2139 | 11.95 | 0
6359 | 3.2202 | 231.7471 | 29.7495 | 11.67 | 0
6360 | 5.6044 | 253.1098 | 14.5601 | 11.4 | 0
6361 | 3.1726 | 210.8857 | 15.6645 | 11.23 | 0
6362 | 5.6044 | 230.6868 | 14.5753 | 11.06 | 0
6363 | 3.1689 | 220.5172 | 14.5917 | 10.89 | 0
6364 | 4.4009 | 282.915 | 18.7727 | 10.99 | 0
6365 | 4.4877 | 384.9657 | 44.4564 | 11.09 | 0
6366 | 5.7041 | 432.0852 | 44.0302 | 11.19 | 35.0969
6367 | 4.55 | 428.2936 | 62.8502 | 12.39 | 158.3647
6368 | 4.5305 | 427.4918 | 57.0854 | 13.59 | 344.7084
6369 | 4.5246 | 403.9205 | 55.3582 | 14.79 | 498.0748
6370 | 4.4872 | 398.8211 | 44.2819 | 15.5 | 607.0392
6371 | 3.287 | 326.752 | 49.4878 | 16.21 | 575.8029
6372 | 5.6911 | 328.9291 | 40.1868 | 16.92 | 469.0042
6373 | 3.2468 | 309.8547 | 37.5968 | 17 | 404.0223
6374 | 5.6627 | 315.7713 | 31.7973 | 17.07 | 402.1678
6375 | 3.2542 | 296.2829 | 39.8104 | 17.14 | 298.8746
6376 | 5.7047 | 304.9101 | 44.2009 | 16.26 | 140.3985
6377 | 3.2676 | 287.9209 | 43.7635 | 15.39 | 12.7634
6378 | 4.5569 | 292.2383 | 64.9102 | 14.51 | 0
6379 | 4.5823 | 324.1026 | 72.4202 | 13.69 | 0
6380 | 5.7433 | 330.6202 | 55.6109 | 12.87 | 0
6381 | 4.4817 | 317.5513 | 42.6642 | 12.05 | 0
6382 | 4.4527 | 274.1268 | 34.11 | 11.06 | 0
6383 | 4.4559 | 206.5391 | 35.0541 | 10.07 | 0
6384 | 3.2269 | 203.3557 | 31.7368 | 9.08 | 0
6385 | 4.4446 | 208.729 | 31.6893 | 8.54 | 0
6386 | 4.4353 | 223.5211 | 28.9632 | 8 | 0
6387 | 4.4527 | 259.3714 | 34.102 | 7.46 | 0
6388 | 4.4447 | 396.7454 | 31.7326 | 7.95 | 0
6389 | 5.7232 | 540.1332 | 49.687 | 8.45 | 0
6390 | 3.323 | 467.5823 | 60.1402 | 8.94 | 49.4639
6391 | 5.7917 | 506.0742 | 69.9302 | 11.88 | 212.8733
6392 | 4.574 | 434.1013 | 69.9702 | 14.82 | 445.1793
6393 | 4.5667 | 370.9409 | 67.784 | 17.75 | 638.226
6394 | 4.5648 | 356.4905 | 67.2219 | 18.58 | 777.9051
6395 | 4.5476 | 325.6756 | 62.1397 | 19.41 | 836.7223
6396 | 4.5307 | 323.7214 | 57.1425 | 20.24 | 808.0288
6397 | 4.5193 | 298.0076 | 53.7946 | 19.98 | 712.7581
6398 | 4.5111 | 296.0991 | 51.3466 | 19.71 | 575.5193
6399 | 3.2948 | 285.084 | 51.7895 | 19.44 | 376.3088
6400 | 4.5363 | 311.5175 | 58.802 | 18.65 | 155.2258
6401 | 4.5757 | 318.865 | 70.4674 | 17.86 | 13.4217
6402 | 4.5737 | 346.9585 | 69.8802 | 17.07 | 0
6403 | 4.6069 | 358.912 | 79.6902 | 15.78 | 0
6404 | 5.8143 | 360.9557 | 76.6102 | 14.5 | 0
6405 | 4.5606 | 360.1047 | 66.0002 | 13.22 | 0
6406 | 4.5366 | 298.4807 | 58.886 | 12.74 | 0
6407 | 4.49 | 239.1764 | 45.126 | 12.25 | 0
6408 | 3.2535 | 110.9983 | 39.5969 | 11.77 | 0
6409 | 5.6942 | 113.5248 | 41.0993 | 11.1 | 0
6410 | 3.2515 | 110.6128 | 38.9907 | 10.44 | 0
6411 | 4.4587 | 126.0582 | 35.8576 | 9.78 | 0
6412 | 4.463 | 188.695 | 37.1494 | 10.1 | 0
6413 | 4.5 | 303.6124 | 48.0812 | 10.43 | 0
6414 | 5.758 | 345.8558 | 59.9702 | 10.75 | 42.2068
6415 | 4.5777 | 341.7474 | 71.0502 | 13.61 | 223.1297
6416 | 4.5895 | 269.5567 | 74.5402 | 16.47 | 452.07
6417 | 4.5861 | 243.8377 | 73.5302 | 19.32 | 638.5599
6418 | 4.5579 | 228.3145 | 65.1849 | 20.02 | 774.1271
6419 | 3.3478 | 201.9068 | 67.4656 | 20.72 | 836.4676
6420 | 5.7731 | 203.0024 | 64.4255 | 21.42 | 805.7167
6421 | 4.5507 | 180.7912 | 63.0549 | 21.22 | 715.2762
6422 | 4.5459 | 169.358 | 61.6634 | 21.01 | 573.3118
6423 | 4.5508 | 165.7846 | 63.1104 | 20.8 | 369.9265
6424 | 3.3495 | 157.4128 | 67.9726 | 19.21 | 150.0726
6425 | 4.5941 | 166.8498 | 75.9091 | 17.62 | 12.3364
6426 | 4.5812 | 193.6294 | 72.0702 | 16.03 | 0
6427 | 4.6136 | 221.1831 | 81.6702 | 15.09 | 0
6428 | 5.7729 | 230.8106 | 64.3604 | 14.16 | 0
6429 | 4.5435 | 210.3397 | 60.9486 | 13.22 | 0
6430 | 4.505 | 174.4979 | 49.5727 | 12.77 | 0
6431 | 4.4585 | 141.0223 | 35.7971 | 12.31 | 0
6432 | 3.229 | 63.405 | 32.3536 | 11.86 | 0
6433 | 4.4491 | 69.7755 | 33.0377 | 11.25 | 0
6434 | 5.6602 | 73.4674 | 31.0477 | 10.65 | 0
6435 | 3.2193 | 72.7524 | 29.4717 | 10.05 | 0
6436 | 4.4357 | 109.1037 | 29.0772 | 10.35 | 0
6437 | 5.6981 | 226.5175 | 42.2546 | 10.66 | 0
6438 | 4.5062 | 194.7422 | 49.9184 | 10.96 | 40.9874
6439 | 4.54 | 188.5427 | 59.916 | 13.75 | 221.1205
6440 | 3.3593 | 131.5271 | 70.8617 | 16.54 | 449.4219
6441 | 4.5799 | 132.9352 | 71.7012 | 19.32 | 635.6004
6442 | 5.7878 | 138.4335 | 68.7895 | 20.1 | 771.6955
6443 | 4.5729 | 130.1588 | 69.6268 | 20.88 | 834.8912
6444 | 4.5574 | 120.5199 | 65.0432 | 21.65 | 800.7927
6445 | 3.3363 | 101.8342 | 64.0589 | 21.37 | 713.2874
6446 | 5.7629 | 103.9166 | 61.4053 | 21.08 | 568.5717
6447 | 4.54 | 97.9334 | 59.9119 | 20.79 | 364.1632
6448 | 3.3541 | 88.057 | 69.3295 | 18.96 | 144.2549
6449 | 4.5606 | 94.5737 | 65.9902 | 17.13 | 11.2295
6450 | 4.5788 | 101.4975 | 71.3702 | 15.3 | 0
6451 | 4.6073 | 124.7079 | 79.7902 | 14.65 | 0
6452 | 5.8072 | 134.2861 | 74.5002 | 14.01 | 0
6453 | 4.5665 | 115.949 | 67.7402 | 13.37 | 0
6454 | 4.5339 | 106.6998 | 58.0925 | 13.22 | 0
6455 | 4.4721 | 84.0068 | 39.8261 | 13.07 | 0
6456 | 3.2614 | 67.0985 | 41.9171 | 12.92 | 0
6457 | 5.6882 | 68.4316 | 39.3341 | 12.56 | 0
6458 | 3.2507 | 66.4738 | 38.7698 | 12.2 | 0
6459 | 4.4652 | 75.4007 | 37.8042 | 11.84 | 0
6460 | 4.4695 | 113.8626 | 39.0533 | 11.81 | 0
6461 | 4.5113 | 181.9034 | 51.4201 | 11.79 | 0
6462 | 5.7578 | 206.6003 | 59.9102 | 11.77 | 39.5114
6463 | 4.5779 | 203.4621 | 71.1002 | 13.89 | 217.6701
6464 | 4.5909 | 162.3382 | 74.9602 | 16 | 447.6615
6465 | 4.5411 | 147.9317 | 60.2431 | 18.11 | 632.7746
6466 | 4.5369 | 138.4941 | 58.9763 | 18.68 | 769.2781
6467 | 3.3085 | 123.3789 | 55.8422 | 19.25 | 821.9215
6468 | 5.7654 | 123.8983 | 62.1542 | 19.81 | 766.822
6469 | 4.5199 | 110.5933 | 53.9645 | 19.76 | 681.3389
6470 | 4.5113 | 104.1738 | 51.4222 | 19.71 | 564.1154
6471 | 4.5211 | 101.6874 | 54.3151 | 19.66 | 357.2445
6472 | 3.3116 | 97.2527 | 56.7708 | 18.24 | 140.6175
6473 | 4.5761 | 102.9608 | 70.5717 | 16.81 | 10.4041
6474 | 4.5636 | 118.6107 | 66.8702 | 15.39 | 0
6475 | 4.5863 | 134.5758 | 73.5902 | 14.86 | 0
6476 | 5.7907 | 140.5813 | 69.6302 | 14.33 | 0
6477 | 4.5397 | 129.1684 | 59.8109 | 13.8 | 0
6478 | 4.5314 | 107.4107 | 57.348 | 13.48 | 0
6479 | 3.3056 | 85.9348 | 55.0013 | 13.16 | 0
6480 | 4.4496 | 98.6702 | 33.1736 | 12.84 | 0
6481 | 5.7126 | 100.8158 | 46.5465 | 12.3 | 0
6482 | 3.2741 | 98.1251 | 45.6802 | 11.76 | 0
6483 | 4.4827 | 111.6434 | 42.9738 | 11.22 | 0
6484 | 4.4764 | 167.6322 | 41.1175 | 11.33 | 0
6485 | 4.4793 | 269.0492 | 41.9466 | 11.45 | 0
6486 | 5.7362 | 306.1673 | 53.5127 | 11.57 | 25.8948
6487 | 4.4944 | 302.1772 | 46.4392 | 14.02 | 144.8999
6488 | 4.4772 | 239.3035 | 41.3498 | 16.47 | 271.2747
6489 | 4.5067 | 217.0302 | 50.0661 | 18.92 | 404.51
6490 | 4.4919 | 203.2033 | 45.6889 | 19.41 | 442.04
6491 | 3.2479 | 180.1667 | 37.9246 | 19.9 | 484.6188
6492 | 5.6693 | 181.0668 | 33.7498 | 20.39 | 456.1647
6493 | 4.4472 | 161.3854 | 32.4613 | 20.21 | 473.8065
6494 | 4.446 | 151.476 | 32.1213 | 20.02 | 434.8916
6495 | 4.4625 | 148.131 | 36.9991 | 19.83 | 313.8514
6496 | 3.2632 | 141.0124 | 42.4575 | 18.88 | 133.1108
6497 | 4.5267 | 149.403 | 55.9608 | 17.93 | 9.5183
6498 | 4.5208 | 172.9303 | 54.2251 | 16.98 | 0
6499 | 4.5193 | 197.0667 | 53.7957 | 15.48 | 0
6500 | 5.7253 | 205.7208 | 50.3048 | 13.98 | 0
6501 | 4.4976 | 188.0203 | 47.3769 | 12.48 | 0
6502 | 4.4705 | 156.1121 | 39.3537 | 11.92 | 0
6503 | 4.4555 | 125.7142 | 34.9142 | 11.35 | 0
6504 | 3.2271 | 85.1094 | 31.7852 | 10.79 | 0
6505 | 5.645 | 86.8743 | 26.5652 | 10.72 | 0
6506 | 3.1868 | 84.4662 | 19.8652 | 10.65 | 0
6507 | 4.3948 | 95.9455 | 16.9752 | 10.59 | 0
6508 | 4.3817 | 144.5037 | 13.1052 | 10.82 | 0
6509 | 4.3873 | 231.352 | 14.7652 | 11.05 | 0
6510 | 5.6067 | 262.998 | 15.2352 | 11.28 | 28.0934
6511 | 4.3952 | 259.267 | 17.0952 | 14.12 | 163.9945
6512 | 4.4042 | 206.1457 | 19.7552 | 16.95 | 377.0293
6513 | 4.4228 | 187.4375 | 25.2652 | 19.78 | 593.1845
6514 | 4.4057 | 175.4872 | 20.1951 | 20.64 | 733.3087
6515 | 3.1717 | 155.9913 | 15.3941 | 21.5 | 807.5369
6516 | 5.3738 | 156.7046 | -53.6198 | 22.35 | 768.2775
6517 | 4.163 | 139.7819 | -51.54 | 22.13 | 685.8317
6518 | 4.3458 | 131.4517 | 2.499 | 21.9 | 555.4055
6519 | 4.3572 | 128.4223 | 5.8575 | 21.67 | 346.2291
6520 | 3.1814 | 122.5586 | 18.2786 | 19.96 | 132.1303
6521 | 4.3998 | 129.7976 | 18.4448 | 18.24 | 8.7186
6522 | 4.4947 | 149.8535 | 46.5009 | 16.53 | 0
6523 | 4.501 | 170.3674 | 48.3903 | 16.07 | 0
6524 | 5.6805 | 177.9142 | 37.0555 | 15.62 | 0
6525 | 4.4651 | 163.0713 | 37.7759 | 15.16 | 0
6526 | 4.4648 | 135.5081 | 37.6832 | 14.95 | 0
6527 | 3.2218 | 108.7401 | 30.2155 | 14.75 | 0
6528 | 5.6299 | 179.5681 | 22.1052 | 14.54 | 0
6529 | 4.4108 | 169.4199 | 21.7152 | 14.69 | 0
6530 | 3.1809 | 145.2104 | 18.1252 | 14.85 | 0
6531 | 4.4088 | 166.6055 | 21.1329 | 15.01 | 0
6532 | 4.3981 | 232.7803 | 17.9646 | 14.98 | 0
6533 | 4.4625 | 308.8688 | 36.9916 | 14.96 | 0
6534 | 5.723 | 363.439 | 49.6352 | 14.93 | 35.6109
6535 | 4.5564 | 340.9775 | 64.7452 | 17.01 | 208.1876
6536 | 4.3625 | 324.4656 | 7.4444 | 19.08 | 437.6154
6537 | 3.2981 | 296.2458 | 52.7883 | 21.15 | 624.6204
6538 | 5.693 | 315.4461 | 40.7642 | 22.14 | 758.2476
6539 | 3.2417 | 255.0368 | 36.1101 | 23.13 | 818.7562
6540 | 5.6677 | 255.0611 | 33.2664 | 24.11 | 774.6706
6541 | 3.2312 | 246.6153 | 32.9864 | 24.13 | 689.1531
6542 | 5.6767 | 262.9983 | 35.9445 | 24.14 | 549.0826
6543 | 4.469 | 249.0016 | 38.9254 | 24.16 | 340.2556
6544 | 4.4638 | 242.5755 | 37.3787 | 22.09 | 127.9797
6545 | 4.4989 | 230.4639 | 47.7452 | 20.01 | 0
6546 | 3.3402 | 211.0562 | 65.2252 | 17.94 | 0
6547 | 4.5795 | 242.5023 | 71.5752 | 17.11 | 0
6548 | 4.5612 | 246.6767 | 66.1752 | 16.29 | 0
6549 | 5.7026 | 246.7252 | 43.5797 | 15.46 | 0
6550 | 4.4536 | 210.4611 | 34.3739 | 15.06 | 0
6551 | 4.4731 | 155.1641 | 40.1299 | 14.67 | 0
6552 | 3.2549 | 120.2618 | 40.0176 | 14.27 | 0
6553 | 4.4708 | 124.517 | 39.4497 | 14.04 | 0
6554 | 4.4552 | 152.7551 | 34.8428 | 13.82 | 0
6555 | 4.4551 | 153.1798 | 34.8167 | 13.6 | 0
6556 | 4.4661 | 230.703 | 38.0466 | 13.65 | 0
6557 | 4.5067 | 316.996 | 50.0474 | 13.7 | 0
6558 | 5.7435 | 318.3932 | 55.6852 | 13.75 | 34.344
6559 | 4.5902 | 314.3578 | 74.7452 | 16.68 | 204.6073
6560 | 4.5945 | 241.3211 | 76.0252 | 19.61 | 432.9705
6561 | 4.5882 | 213.9388 | 74.1552 | 22.54 | 619.1537
6562 | 4.5432 | 204.2109 | 60.8441 | 23.5 | 748.9651
6563 | 4.5196 | 184.1129 | 53.8639 | 24.46 | 813.3159
6564 | 4.5073 | 183.5445 | 50.2293 | 25.41 | 794.8962
6565 | 4.4784 | 171.9111 | 41.7014 | 24.99 | 707.4675
6566 | 4.481 | 161.5507 | 42.4534 | 24.56 | 541.8066
6567 | 3.2862 | 154.0408 | 49.2555 | 24.14 | 335.0235
6568 | 4.5255 | 157.3498 | 55.6077 | 22.11 | 133.8933
6569 | 4.5591 | 178.3276 | 65.5652 | 20.08 | 0
6570 | 4.5782 | 198.8166 | 71.1996 | 18.05 | 0
6571 | 4.6246 | 200.3008 | 84.9083 | 17.19 | 0
6572 | 4.5812 | 231.5835 | 72.0703 | 16.34 | 0
6573 | 5.7518 | 239.4253 | 58.1462 | 15.48 | 0
6574 | 4.5002 | 190.3148 | 48.1535 | 14.94 | 0
6575 | 4.4733 | 148.2412 | 40.1757 | 14.4 | 0
6576 | 3.2398 | 95.8975 | 35.553 | 13.86 | 0
6577 | 5.6694 | 97.974 | 33.7711 | 13.56 | 0
6578 | 3.2154 | 95.3501 | 28.3262 | 13.26 | 0
6579 | 4.4377 | 108.4701 | 29.676 | 12.96 | 0
6580 | 4.4522 | 162.9125 | 33.9356 | 13.07 | 0
6581 | 4.4942 | 261.4155 | 46.3709 | 13.18 | 0
6582 | 5.7254 | 297.4528 | 50.3383 | 13.28 | 32.9309
6583 | 4.5607 | 293.5454 | 66.0283 | 15.77 | 200.9268
6584 | 4.5695 | 232.5515 | 68.6183 | 18.25 | 430.3032
6585 | 4.5048 | 210.9554 | 49.509 | 20.74 | 615.7416
6586 | 4.4502 | 197.5146 | 33.3488 | 21.42 | 744.9662
6587 | 3.2015 | 175.1635 | 24.207 | 22.1 | 809.2014
6588 | 5.6449 | 176.0319 | 26.539 | 22.78 | 783.7866
6589 | 4.421 | 156.909 | 24.7224 | 22.53 | 701.2692
6590 | 4.4232 | 147.3002 | 25.3695 | 22.29 | 539.5281
6591 | 4.4467 | 144.0345 | 32.3223 | 22.05 | 327.66
6592 | 3.2656 | 137.144 | 43.1722 | 20.47 | 128.9786
6593 | 4.4994 | 145.2991 | 47.8897 | 18.9 | 0
6594 | 4.5459 | 168.141 | 61.6597 | 17.32 | 0
6595 | 4.5706 | 191.5681 | 68.9397 | 16.54 | 0
6596 | 5.7494 | 199.9874 | 57.4297 | 15.75 | 0
6597 | 4.4542 | 182.8275 | 34.5474 | 14.96 | 0
6598 | 4.4529 | 151.8119 | 34.1681 | 14.63 | 0
6599 | 3.2081 | 122.2124 | 26.1721 | 14.29 | 0
6600 | 4.4334 | 122.437 | 28.3885 | 13.96 | 0
6601 | 5.6529 | 125.3019 | 28.911 | 13.9 | 0
6602 | 3.2093 | 122.1692 | 26.5194 | 13.84 | 0
6603 | 4.4186 | 139.3712 | 24.026 | 13.78 | 0
6604 | 4.4115 | 208.2223 | 21.923 | 14.18 | 0
6605 | 4.4332 | 335.5562 | 28.3236 | 14.58 | 0
6606 | 5.6882 | 382.4904 | 39.3239 | 14.97 | 31.331
6607 | 4.4988 | 378.222 | 47.7344 | 15.54 | 198.1155
6608 | 4.5033 | 297.58 | 49.0433 | 16.12 | 425.7228
6609 | 4.4696 | 268.7518 | 39.1033 | 16.69 | 612.1009
6610 | 4.407 | 251.6506 | 20.5959 | 16.52 | 741.5414
6611 | 2.9708 | 222.1802 | -43.9929 | 16.35 | 804.2297
6612 | 5.4004 | 223.4462 | -45.7389 | 16.19 | 775.8813
6613 | 4.2689 | 198.8971 | -20.24 | 15.96 | 695.0787
6614 | 4.1508 | 186.0879 | -55.1389 | 15.74 | 536.9414
6615 | 4.3671 | 182.2775 | 8.783 | 15.52 | 322.9772
6616 | 3.2073 | 172.7911 | 25.9395 | 15.32 | 124.5164
6617 | 4.4443 | 183.1993 | 31.6233 | 15.13 | 0
6618 | 4.4917 | 212.9551 | 45.629 | 14.93 | 0
6619 | 4.4896 | 243.6263 | 45.0057 | 14.89 | 0
6620 | 5.6807 | 254.1713 | 37.1279 | 14.85 | 0
6621 | 4.4376 | 231.2039 | 29.6333 | 14.81 | 0
6622 | 4.4277 | 191.7052 | 26.7109 | 14.54 | 0
6623 | 4.4 | 155.2787 | 18.5273 | 14.26 | 0
6624 | 3.178 | 100.2719 | 17.2768 | 13.99 | 0
6625 | 5.628 | 102.4566 | 21.5397 | 13.55 | 0
6626 | 3.1649 | 99.7266 | 13.3867 | 13.11 | 0
6627 | 4.3994 | 113.4732 | 18.3533 | 12.67 | 0
6628 | 4.3912 | 170.3579 | 15.9133 | 12.37 | 0
6629 | 4.4363 | 273.4524 | 29.243 | 12.07 | 0
6630 | 5.7362 | 311.1913 | 53.517 | 11.77 | 29.6981
6631 | 4.5352 | 307.1507 | 58.4986 | 12.46 | 194.4987
6632 | 4.475 | 243.2014 | 40.6799 | 13.16 | 419.3789
6633 | 4.4756 | 220.5416 | 40.8563 | 13.85 | 609.611
6634 | 4.4643 | 206.4915 | 37.5278 | 14.06 | 740.7037
6635 | 3.2401 | 183.0624 | 35.6292 | 14.27 | 780.3747
6636 | 5.6602 | 183.9802 | 31.0621 | 14.49 | 746.0694
6637 | 4.4422 | 163.9766 | 30.9933 | 14.19 | 655.779
6638 | 4.4538 | 153.8957 | 34.4133 | 13.89 | 526.6758
6639 | 4.4804 | 150.5035 | 42.2939 | 13.6 | 314.2438
6640 | 3.2972 | 143.2556 | 52.5084 | 12.91 | 115.4127
6641 | 4.5683 | 151.7824 | 68.2631 | 12.23 | 0
6642 | 4.5767 | 175.7033 | 70.7643 | 11.54 | 0
6643 | 4.5872 | 200.2467 | 73.8618 | 11.32 | 0
6644 | 5.7753 | 209.0373 | 65.0989 | 11.09 | 0
6645 | 4.5294 | 191.0284 | 56.7576 | 10.86 | 0
6646 | 4.4721 | 158.6042 | 39.8462 | 10.89 | 0
6647 | 4.4693 | 127.7399 | 39.0171 | 10.92 | 0
6648 | 3.2361 | 113.2595 | 34.4539 | 10.95 | 0
6649 | 5.6569 | 115.8444 | 30.0735 | 11.13 | 0
6650 | 3.2163 | 112.8802 | 28.5839 | 11.31 | 0
6651 | 4.4245 | 128.655 | 25.7639 | 11.48 | 0
6652 | 4.4275 | 192.5463 | 26.6539 | 11.56 | 0
6653 | 4.4615 | 309.8562 | 36.7032 | 11.64 | 0
6654 | 5.6697 | 352.9903 | 33.8662 | 11.72 | 28.7701
6655 | 4.4969 | 348.822 | 47.1557 | 11.59 | 187.9564
6656 | 4.4634 | 275.0698 | 37.2642 | 11.46 | 319.8747
6657 | 4.476 | 248.7857 | 40.9873 | 11.33 | 478.182
6658 | 4.4785 | 232.9483 | 41.7304 | 10.98 | 530.5496
6659 | 3.2658 | 205.9719 | 43.2234 | 10.63 | 513.5711
6660 | 5.6991 | 207.095 | 42.5465 | 10.28 | 496.9144
6661 | 4.4803 | 184.4269 | 42.2453 | 10.15 | 459.3119
6662 | 4.4614 | 172.7431 | 36.6625 | 10.02 | 350.2315
6663 | 4.4544 | 169.1087 | 34.6053 | 9.89 | 185.8033
6664 | 3.2553 | 160.5437 | 40.1246 | 9.55 | 58.3431
6665 | 4.5035 | 170.1729 | 49.1128 | 9.21 | 0
6666 | 4.5213 | 197.5175 | 54.3728 | 8.87 | 0
6667 | 4.5377 | 225.6574 | 59.2128 | 8.56 | 0
6668 | 5.7146 | 235.4743 | 47.1387 | 8.24 | 0
6669 | 4.4654 | 214.5517 | 37.8503 | 7.93 | 0
6670 | 4.4644 | 177.983 | 37.5623 | 7.73 | 0
6671 | 4.4682 | 143.8703 | 38.6805 | 7.53 | 0
6672 | 3.2356 | 121.512 | 34.2969 | 7.33 | 0
6673 | 5.6457 | 124.3513 | 26.7796 | 7.1 | 0
6674 | 3.2047 | 121.2382 | 25.1596 | 6.87 | 0
6675 | 4.4043 | 138.3018 | 19.7896 | 6.63 | 0
6676 | 4.4144 | 206.6451 | 22.777 | 6.7 | 0
6677 | 4.4188 | 332.9876 | 24.0696 | 6.77 | 0
6678 | 5.6398 | 379.5499 | 25.0296 | 6.84 | 14.9254
6679 | 4.4458 | 375.3004 | 32.0509 | 6.98 | 157.743
6680 | 4.4908 | 295.3193 | 45.3547 | 7.12 | 375.6
6681 | 4.4715 | 266.7324 | 39.6484 | 7.26 | 598.7057
6682 | 4.4975 | 249.7592 | 47.3386 | 7.46 | 721.5004
6683 | 3.2836 | 220.529 | 48.4784 | 7.66 | 772.3607
6684 | 5.7047 | 221.7825 | 44.2204 | 7.87 | 746.5874
6685 | 4.4879 | 197.4213 | 44.5099 | 7.92 | 672.4399
6686 | 4.4833 | 184.719 | 43.153 | 7.98 | 518.3056
6687 | 4.4666 | 180.9307 | 38.1999 | 8.04 | 301.4495
6688 | 3.2543 | 171.5288 | 39.832 | 7.68 | 103.4004
6689 | 4.4949 | 181.8584 | 46.5796 | 7.33 | 0
6690 | 4.5052 | 211.3784 | 49.6301 | 6.97 | 0
6691 | 4.524 | 241.8037 | 55.174 | 6.83 | 0
6692 | 5.6999 | 252.2728 | 42.7883 | 6.69 | 0
6693 | 4.4623 | 229.4987 | 36.9321 | 6.55 | 0
6694 | 4.4733 | 190.2965 | 40.1759 | 6.58 | 0
6695 | 4.4708 | 154.1197 | 39.4557 | 6.61 | 0
6696 | 4.4774 | 86.5908 | 41.4069 | 6.64 | 0
6697 | 4.4746 | 82.1619 | 40.5657 | 6.78 | 0
6698 | 3.2466 | 71.2338 | 37.5423 | 6.93 | 0
6699 | 4.4528 | 81.0903 | 34.1368 | 7.07 | 0
6700 | 4.4588 | 115.8737 | 35.9095 | 7.16 | 0
6701 | 4.4984 | 156.2637 | 47.5977 | 7.25 | 0
6702 | 5.7386 | 181.985 | 54.2455 | 7.33 | 0.8467
6703 | 4.5601 | 170.9672 | 65.8555 | 7.14 | 16.2071
6704 | 4.5695 | 161.5688 | 68.6255 | 6.94 | 49.7467
6705 | 3.3394 | 149.0576 | 64.9925 | 6.75 | 91.6871
6706 | 5.7921 | 155.8159 | 70.0507 | 6.51 | 132.8692
6707 | 4.5648 | 129.0072 | 67.2279 | 6.27 | 113.8379
6708 | 4.5511 | 128.8854 | 63.1848 | 6.03 | 117.2788
6709 | 3.3311 | 123.5101 | 62.5387 | 6.95 | 108.1962
6710 | 5.763 | 130.2973 | 61.4571 | 7.87 | 74.0807
6711 | 4.5437 | 123.4732 | 61.0107 | 8.79 | 56.4771
6712 | 4.5435 | 120.9889 | 60.9349 | 8.63 | 18.3534
6713 | 4.5534 | 116.6457 | 63.8755 | 8.47 | 0
6714 | 3.3539 | 109.8426 | 69.2655 | 8.31 | 0
6715 | 4.6112 | 124.6153 | 80.9655 | 8.23 | 0
6716 | 5.7852 | 127.5466 | 68.0225 | 8.14 | 0
6717 | 4.5359 | 127.303 | 58.6827 | 8.05 | 0
6718 | 4.5401 | 108.4864 | 59.927 | 8.02 | 0
6719 | 3.2863 | 79.8982 | 49.2851 | 7.98 | 0
6720 | 4.4645 | 149 | 37.5904 | 7.95 | 0
6721 | 4.4634 | 154.6699 | 37.253 | 8.07 | 0
6722 | 5.6768 | 192.2849 | 35.9564 | 8.2 | 0
6723 | 3.238 | 192.1969 | 35.0096 | 8.32 | 0
6724 | 4.4596 | 288.0881 | 36.1428 | 8.3 | 0
6725 | 5.6977 | 394.2468 | 42.1539 | 8.27 | 0
6726 | 4.5515 | 393.9021 | 63.3004 | 8.24 | 8.9512
6727 | 4.5546 | 389.8935 | 64.2155 | 8.38 | 77.1648
6728 | 4.5423 | 296.1005 | 60.5729 | 8.51 | 128.835
6729 | 4.544 | 260.538 | 61.1014 | 8.65 | 261.5131
6730 | 4.5324 | 249.0927 | 57.6572 | 9.01 | 336.8164
6731 | 4.5435 | 223.5824 | 60.9444 | 9.38 | 277.5498
6732 | 4.5284 | 222.9569 | 56.4822 | 9.75 | 269.1698
6733 | 4.5148 | 209.2914 | 52.4508 | 9.82 | 292.921
6734 | 4.5135 | 195.8851 | 52.0602 | 9.89 | 227.6409
6735 | 3.2936 | 186.788 | 51.4405 | 9.96 | 155.8441
6736 | 4.5245 | 190.8921 | 55.3113 | 9.19 | 55.6245
6737 | 4.5187 | 217.6791 | 53.6119 | 8.42 | 0
6738 | 4.5569 | 243.2185 | 64.8955 | 7.64 | 0
6739 | 4.5902 | 243.9569 | 74.7329 | 7.36 | 0
6740 | 4.5651 | 283.9966 | 67.3255 | 7.08 | 0
6741 | 5.7555 | 294.5389 | 59.2336 | 6.8 | 0
6742 | 4.4956 | 233.0607 | 46.7892 | 6.09 | 0
6743 | 3.2427 | 182.3191 | 36.3885 | 5.38 | 0
6744 | 4.4549 | 243.7981 | 34.7571 | 4.67 | 0
6745 | 4.4544 | 250.7221 | 34.5901 | 4.61 | 0
6746 | 4.4544 | 275.0187 | 34.6013 | 4.56 | 0
6747 | 4.4466 | 296.2559 | 32.2941 | 4.5 | 0
6748 | 4.456 | 370.8365 | 35.0755 | 4.82 | 0
6749 | 4.4915 | 564.6816 | 45.5795 | 5.14 | 0
6750 | 5.7431 | 694.8778 | 55.5555 | 5.45 | 5.6293
6751 | 4.5717 | 693.9117 | 69.2855 | 6.91 | 51.2088
6752 | 4.5563 | 616.0391 | 64.7274 | 8.38 | 105.7146
6753 | 4.5673 | 558.84 | 67.9852 | 9.84 | 210.7281
6754 | 4.5605 | 495.7994 | 65.9551 | 10.01 | 175.0558
6755 | 4.5575 | 461.6893 | 65.0748 | 10.18 | 185.8828
6756 | 4.5562 | 435.9703 | 64.6814 | 10.35 | 156.7229
6757 | 4.5606 | 416.3434 | 65.9985 | 10.4 | 211.3264
6758 | 4.5399 | 385.4359 | 59.8757 | 10.45 | 147.9376
6759 | 3.3165 | 383.2889 | 58.2126 | 10.5 | 86.8778
6760 | 4.5169 | 387.6902 | 53.0728 | 9.8 | 29.4034
6761 | 4.5256 | 395.8934 | 55.6547 | 9.1 | 0
6762 | 4.5663 | 435.9971 | 67.6808 | 8.39 | 0
6763 | 5.7551 | 474.5085 | 59.1158 | 8.24 | 0
6764 | 4.5149 | 460.3832 | 52.4973 | 8.09 | 0
6765 | 4.5268 | 440.622 | 55.9997 | 7.94 | 0
6766 | 4.4719 | 361.3002 | 39.7828 | 7.65 | 0
6767 | 3.235 | 276.7094 | 34.1351 | 7.36 | 0
6768 | 4.4564 | 295.5891 | 35.1803 | 7.07 | 0
6769 | 4.4579 | 304.9022 | 35.6406 | 7.21 | 0
6770 | 4.4462 | 336.5311 | 32.1838 | 7.35 | 0
6771 | 4.4445 | 361.9994 | 31.66 | 7.48 | 0
6772 | 4.4472 | 449.103 | 32.4767 | 7.42 | 0
6773 | 4.4701 | 683.5827 | 39.2505 | 7.36 | 0
6774 | 4.481 | 844.3556 | 42.4698 | 7.29 | 3.2712
6775 | 5.7711 | 847.2325 | 63.8355 | 8.08 | 29.2659
6776 | 4.5417 | 749.7063 | 60.3979 | 8.88 | 89.0709
6777 | 4.5536 | 679.0212 | 63.9364 | 9.67 | 142.1184
6778 | 4.5509 | 600.1095 | 63.1259 | 9.76 | 160.1744
6779 | 4.5717 | 558.2356 | 69.2904 | 9.85 | 162.738
6780 | 4.5372 | 526.0572 | 59.0873 | 9.95 | 161.4152
6781 | 4.5508 | 501.9025 | 63.1084 | 10.15 | 154.2656
6782 | 4.5502 | 463.4555 | 62.9139 | 10.35 | 118.9969
6783 | 3.3273 | 460.4825 | 61.4114 | 10.55 | 53.559
6784 | 4.5349 | 465.2945 | 58.3855 | 9.6 | 20.1961
6785 | 4.55 | 474.2258 | 62.8755 | 8.65 | 0
6786 | 4.5597 | 523.025 | 65.7355 | 7.7 | 0
6787 | 5.8241 | 569.7107 | 79.5093 | 7.49 | 0
6788 | 4.5296 | 550.6547 | 56.8207 | 7.27 | 0
6789 | 4.5593 | 527.0013 | 65.6215 | 7.05 | 0
6790 | 4.5142 | 431.9579 | 52.2656 | 6.77 | 0
6791 | 4.4678 | 332.4128 | 38.5515 | 6.48 | 0
6792 | 3.2305 | 298.5353 | 32.7787 | 6.2 | 0
6793 | 4.4492 | 308.0071 | 33.0699 | 6.19 | 0
6794 | 4.4416 | 340.1073 | 30.8084 | 6.18 | 0
6795 | 4.4461 | 365.8093 | 32.1413 | 6.17 | 0
6796 | 4.448 | 453.5425 | 32.6949 | 6.2 | 0
6797 | 4.4598 | 690.3203 | 36.2102 | 6.23 | 0
6798 | 4.5387 | 852.9052 | 59.5075 | 6.26 | 4.2046
6799 | 5.739 | 856.1015 | 54.358 | 7.29 | 36.2583
6800 | 4.5289 | 757.3799 | 56.6155 | 8.31 | 101.6253
6801 | 4.5342 | 685.8943 | 58.2006 | 9.34 | 167.0267
6802 | 4.5186 | 606.018 | 53.5683 | 9.46 | 307.3447
6803 | 4.509 | 563.6897 | 50.7443 | 9.59 | 468.2776
6804 | 4.4666 | 531.119 | 38.2052 | 9.72 | 547.2444
6805 | 4.464 | 506.6978 | 37.4302 | 9.57 | 530.9105
6806 | 4.461 | 467.7977 | 36.5633 | 9.42 | 367.3327
6807 | 3.2216 | 464.7685 | 30.155 | 9.27 | 168.6993
6808 | 4.4427 | 469.5907 | 31.1497 | 8.84 | 42.8919
6809 | 4.4517 | 478.5382 | 33.8151 | 8.41 | 0
6810 | 4.4714 | 527.8364 | 39.6386 | 7.97 | 0
6811 | 5.6751 | 574.987 | 35.4606 | 7.93 | 0
6812 | 4.4504 | 555.6024 | 33.4229 | 7.89 | 0
6813 | 4.4426 | 531.7352 | 31.0967 | 7.85 | 0
6814 | 4.4398 | 435.8256 | 30.2867 | 7.76 | 0
6815 | 4.4388 | 335.5049 | 29.9967 | 7.66 | 0
6816 | 3.2236 | 301.4453 | 30.7451 | 7.57 | 0
6817 | 4.4359 | 311.0893 | 29.1229 | 7.49 | 0
6818 | 4.4348 | 343.6911 | 28.8007 | 7.41 | 0
6819 | 4.4495 | 369.6193 | 33.1438 | 7.32 | 0
6820 | 4.4496 | 457.919 | 33.1919 | 7.32 | 0
6821 | 4.451 | 696.9574 | 33.6084 | 7.32 | 0
6822 | 4.4575 | 861.381 | 35.5282 | 7.32 | 3.7112
6823 | 5.6999 | 864.9605 | 42.7956 | 7.16 | 31.2716
6824 | 4.4843 | 765.006 | 43.4356 | 6.99 | 84.4251
6825 | 4.5012 | 692.7075 | 48.4356 | 6.83 | 121.5491
6826 | 4.5012 | 611.837 | 48.4256 | 6.54 | 137.5288
6827 | 4.4591 | 569.051 | 35.98 | 6.25 | 183.9371
6828 | 4.4457 | 536.0763 | 32.0382 | 5.96 | 190.537
6829 | 4.4414 | 511.3858 | 30.7565 | 6.33 | 144.4461
6830 | 4.456 | 472.0219 | 35.0702 | 6.7 | 110.531
6831 | 3.2416 | 468.931 | 36.0756 | 7.08 | 45.93
6832 | 4.4669 | 473.7546 | 38.3013 | 6.95 | 18.9143
6833 | 4.4739 | 482.7011 | 40.3506 | 6.83 | 0
6834 | 4.5461 | 532.4952 | 61.6956 | 6.7 | 0
6835 | 5.7642 | 580.1048 | 61.7943 | 6.81 | 0
6836 | 4.4893 | 560.3634 | 44.9113 | 6.92 | 0
6837 | 4.4474 | 536.2901 | 32.5262 | 7.03 | 0
6838 | 4.472 | 439.5439 | 39.7988 | 7.07 | 0
6839 | 4.4678 | 338.5075 | 38.5599 | 7.11 | 0
6840 | 3.2237 | 313.5759 | 30.7817 | 7.15 | 0
6841 | 4.4348 | 323.8023 | 28.8157 | 7.04 | 0
6842 | 4.4418 | 358.1754 | 30.8876 | 6.93 | 0
6843 | 4.4504 | 385.0876 | 33.4157 | 6.82 | 0
6844 | 4.4411 | 476.2381 | 30.6721 | 6.93 | 0
6845 | 4.4355 | 724.7805 | 29.0031 | 7.04 | 0
6846 | 4.4503 | 896.4383 | 33.3986 | 7.14 | 7.421
6847 | 5.6723 | 901.0184 | 34.6457 | 7.01 | 81.3015
6848 | 4.4671 | 796.3834 | 38.3558 | 6.89 | 192.1627
6849 | 4.4766 | 720.893 | 41.153 | 6.76 | 347.996
6850 | 4.4683 | 636.2436 | 38.7167 | 6.58 | 280.91
6851 | 4.4698 | 591.6263 | 39.1567 | 6.4 | 270.4677
6852 | 4.4387 | 557.1139 | 29.9567 | 6.23 | 218.8562
6853 | 4.4296 | 531.3541 | 27.2567 | 6.97 | 187.5185
6854 | 4.4352 | 490.2 | 28.9149 | 7.72 | 186.0703
6855 | 3.2092 | 486.9065 | 26.4885 | 8.47 | 96.4941
6856 | 4.4471 | 491.8133 | 32.433 | 8.05 | 24.4514
6857 | 4.4966 | 500.9052 | 47.068 | 7.63 | 0
6858 | 4.4912 | 552.7402 | 45.4777 | 7.21 | 0
6859 | 5.7446 | 602.2643 | 56.0177 | 7.12 | 0
6860 | 4.5164 | 581.3201 | 52.9277 | 7.03 | 0
6861 | 4.4634 | 556.3428 | 37.2586 | 6.94 | 0
6862 | 4.4498 | 455.9422 | 33.2485 | 6.91 | 0
6863 | 4.4615 | 351.4781 | 36.6982 | 6.87 | 0
6864 | 4.4423 | 289.7405 | 31.026 | 6.84 | 0
6865 | 3.2244 | 240.2772 | 30.988 | 6.77 | 0
6866 | 5.6445 | 263.832 | 26.4103 | 6.7 | 0
6867 | 3.2089 | 251.0251 | 26.4057 | 6.63 | 0
6868 | 4.4266 | 320.3505 | 26.379 | 6.47 | 0
6869 | 4.4457 | 433.7375 | 32.025 | 6.31 | 0
6870 | 5.7023 | 486.2923 | 43.5014 | 6.14 | 7.6762
6871 | 3.2478 | 483.8417 | 37.8982 | 7.09 | 93.9723
6872 | 5.6644 | 483.9584 | 32.3101 | 8.04 | 256.1126
6873 | 4.4491 | 457.4664 | 33.0334 | 8.99 | 421.5776
6874 | 4.4308 | 452.3436 | 27.6122 | 9.37 | 422.672
6875 | 3.2049 | 368.4213 | 25.2129 | 9.75 | 408.8284
6876 | 5.6691 | 371.3486 | 33.6832 | 10.14 | 285.8498
6877 | 3.2218 | 349.3801 | 30.2092 | 10.65 | 247.025
6878 | 5.6811 | 356.8902 | 37.2329 | 11.16 | 189.4277
6879 | 3.2012 | 333.8496 | 24.1169 | 11.68 | 84.3305
6880 | 5.6596 | 343.5987 | 30.8682 | 11.23 | 20.7395
6881 | 3.2484 | 322.8406 | 38.0882 | 10.79 | 0
6882 | 4.4917 | 326.6777 | 45.6382 | 10.34 | 0
6883 | 4.5096 | 362.8911 | 50.9282 | 10.16 | 0
6884 | 5.6639 | 370.0847 | 32.1648 | 9.97 | 0
6885 | 4.4604 | 355.5116 | 36.361 | 9.78 | 0
6886 | 4.4112 | 307.597 | 21.84 | 9.52 | 0
6887 | 4.4324 | 232.3478 | 28.098 | 9.26 | 0
6888 | 3.211 | 218.1418 | 27.0329 | 9 | 0
6889 | 4.4388 | 224.1581 | 29.9736 | 9.06 | 0
6890 | 4.4374 | 240.5175 | 29.5724 | 9.13 | 0
6891 | 4.4502 | 279.3146 | 33.3458 | 9.19 | 0
6892 | 4.4628 | 427.4718 | 37.0974 | 9.17 | 0
6893 | 5.672 | 580.7065 | 34.5532 | 9.14 | 0
6894 | 3.2433 | 499.517 | 36.5706 | 9.11 | 0
6895 | 5.687 | 542.871 | 38.9771 | 10.11 | 154.0869
6896 | 4.4915 | 464.6161 | 45.5682 | 11.1 | 376.2386
6897 | 4.4749 | 396.1251 | 40.655 | 12.1 | 559.4014
6898 | 4.4864 | 380.8008 | 44.0582 | 12.9 | 669.4051
6899 | 4.475 | 347.5431 | 40.678 | 13.71 | 731.2107
6900 | 4.4399 | 345.6147 | 30.319 | 14.52 | 681.3776
6901 | 4.4367 | 317.7127 | 29.3533 | 14.86 | 602.81
6902 | 4.4349 | 315.9409 | 28.8304 | 15.2 | 452.1156
6903 | 3.2316 | 303.8059 | 33.1282 | 15.55 | 240.9317
6904 | 4.45 | 332.5391 | 33.2982 | 14.78 | 47.3428
6905 | 4.466 | 340.1435 | 38.0282 | 14.02 | 0
6906 | 4.4938 | 370.2058 | 46.2482 | 13.25 | 0
6907 | 4.5508 | 382.5595 | 63.0882 | 12.86 | 0
6908 | 5.6929 | 384.5221 | 40.7319 | 12.46 | 0
6909 | 4.4872 | 384.0583 | 44.2979 | 12.07 | 0
6910 | 4.4552 | 318.3803 | 34.8316 | 11.92 | 0
6911 | 4.4161 | 255.8837 | 23.2693 | 11.76 | 0
6912 | 3.1884 | 215.4654 | 20.3319 | 11.61 | 0
6913 | 4.45 | 221.1352 | 33.2915 | 11.45 | 0
6914 | 4.4305 | 241.5453 | 27.5319 | 11.29 | 0
6915 | 4.4431 | 260.4517 | 31.256 | 11.13 | 0
6916 | 4.4441 | 327.9906 | 31.5693 | 11.11 | 0
6917 | 4.4284 | 499.5749 | 26.9127 | 11.09 | 0
6918 | 5.6648 | 613.2116 | 32.4182 | 11.06 | 0
6919 | 4.5013 | 610.3758 | 48.4782 | 12.18 | 140.6109
6920 | 4.51 | 543.0761 | 51.0482 | 13.31 | 293.3025
6921 | 4.5094 | 493.178 | 50.8682 | 14.43 | 474.2023
6922 | 4.502 | 438.6774 | 48.6782 | 15.23 | 614.3022
6923 | 4.5061 | 408.7847 | 49.8782 | 16.03 | 696.8806
6924 | 4.4781 | 386.5422 | 41.6131 | 16.83 | 690.1473
6925 | 4.4714 | 369.3716 | 39.6382 | 16.99 | 620.2139
6926 | 4.4621 | 342.5327 | 36.8882 | 17.15 | 463.1498
6927 | 3.2326 | 340.8163 | 33.4182 | 17.31 | 240.5621
6928 | 4.4401 | 344.9629 | 30.3682 | 16.23 | 44.7465
6929 | 4.4522 | 352.7095 | 33.9582 | 15.16 | 0
6930 | 4.4707 | 388.0664 | 39.4182 | 14.08 | 0
6931 | 5.7135 | 422.1055 | 46.8182 | 13.8 | 0
6932 | 4.4542 | 410.5667 | 34.5544 | 13.52 | 0
6933 | 4.434 | 392.9524 | 28.5604 | 13.24 | 0
6934 | 4.472 | 322.2961 | 39.7905 | 12.86 | 0
6935 | 3.2331 | 246.0594 | 33.572 | 12.49 | 0
6936 | 4.4596 | 482.9249 | 36.1285 | 12.11 | 0
6937 | 4.4512 | 520.0071 | 33.6574 | 11.96 | 0
6938 | 4.4324 | 538.1424 | 28.0976 | 11.82 | 0
6939 | 4.4129 | 558.5728 | 22.3455 | 11.67 | 0
6940 | 4.4198 | 658.0611 | 24.3764 | 11.72 | 0
6941 | 4.4856 | 863.3132 | 43.809 | 11.77 | 0
6942 | 4.5012 | 1004.4439 | 48.4234 | 11.81 | 0
6943 | 4.5349 | 1126.3514 | 58.3924 | 13.08 | 147.3083
6944 | 5.7591 | 1141.6023 | 60.3049 | 14.36 | 369.0376
6945 | 4.4884 | 1035.397 | 44.6503 | 15.63 | 567.6779
6946 | 4.4591 | 955.1048 | 35.9789 | 15.97 | 691.3522
6947 | 4.4372 | 907.0013 | 29.5101 | 16.31 | 741.2516
6948 | 4.4348 | 860.483 | 28.8177 | 16.66 | 688.5336
6949 | 4.4303 | 814.8493 | 27.4669 | 16.64 | 617.5364
6950 | 3.1982 | 801.1739 | 23.2307 | 16.63 | 458.1949
6951 | 4.4188 | 801.598 | 24.0828 | 16.62 | 232.6902
6952 | 4.4189 | 827.8892 | 24.0986 | 15.65 | 41.772
6953 | 5.6482 | 865.9022 | 27.4986 | 14.68 | 0
6954 | 4.4388 | 856.1436 | 29.994 | 13.7 | 0
6955 | 4.4538 | 834.0089 | 34.4107 | 13.27 | 0
6956 | 4.4304 | 766.7933 | 27.5175 | 12.84 | 0
6957 | 4.428 | 700.4434 | 26.7856 | 12.41 | 0
6958 | 4.4166 | 617.8006 | 23.4196 | 12.05 | 0
6959 | 4.3816 | 538.5854 | 13.0899 | 11.7 | 0
6960 | 3.1639 | 341.5868 | 13.0974 | 11.34 | 0
6961 | 4.3749 | 353.2562 | 11.0963 | 10.86 | 0
6962 | 4.3704 | 391.9513 | 9.7674 | 10.39 | 0
6963 | 4.3781 | 421.1059 | 12.0385 | 9.91 | 0
6964 | 4.3938 | 518.4843 | 16.6964 | 10.31 | 0
6965 | 4.4385 | 788.9143 | 29.9046 | 10.71 | 0
6966 | 4.4571 | 977.5886 | 35.3947 | 11.1 | 0
6967 | 5.7466 | 984.9118 | 56.5995 | 11.68 | 144.1926
6968 | 4.5228 | 869.1365 | 54.8147 | 12.26 | 360.7829
6969 | 4.5049 | 786.133 | 49.5334 | 12.84 | 560.6734
6970 | 4.5136 | 692.4928 | 52.0911 | 13.4 | 687.4969
6971 | 4.4948 | 643.5916 | 46.5438 | 13.96 | 737.5598
6972 | 4.4999 | 605.4222 | 48.0539 | 14.53 | 692.1909
6973 | 4.4671 | 577.1546 | 38.3618 | 14.23 | 617.8061
6974 | 4.4785 | 531.7631 | 41.7381 | 13.93 | 455.0221
6975 | 3.2668 | 527.962 | 43.5347 | 13.63 | 228.4404
6976 | 4.5109 | 533.0048 | 51.2947 | 13.41 | 39.593
6977 | 4.5374 | 542.324 | 59.1335 | 13.2 | 0
6978 | 4.5814 | 598.8908 | 72.1391 | 12.98 | 0
6979 | 5.7788 | 652.8349 | 66.1147 | 12.98 | 0
6980 | 4.5404 | 628.9071 | 60.0247 | 12.98 | 0
6981 | 4.4944 | 601.8748 | 46.4222 | 12.98 | 0
6982 | 4.4904 | 493.1566 | 45.2404 | 12.91 | 0
6983 | 4.4665 | 381.0996 | 38.1809 | 12.84 | 0
6984 | 3.2354 | 192.0484 | 34.2282 | 12.77 | 0
6985 | 4.4334 | 196.715 | 28.3881 | 12.54 | 0
6986 | 4.4275 | 213.9919 | 26.6559 | 12.31 | 0
6987 | 4.416 | 230.9618 | 23.2459 | 12.07 | 0
6988 | 4.4086 | 292.56 | 21.0559 | 11.98 | 0
6989 | 4.4154 | 445.7259 | 23.0659 | 11.89 | 0
6990 | 5.6571 | 545.7823 | 30.1468 | 11.79 | 0
6991 | 4.4312 | 541.5484 | 27.7412 | 11.75 | 93.1542
6992 | 4.4574 | 482.874 | 35.4936 | 11.72 | 270.6803
6993 | 4.4533 | 438.9617 | 34.2649 | 11.68 | 487.8446
6994 | 4.4412 | 391.4291 | 30.6983 | 11.64 | 610.8699
6995 | 4.4209 | 365.0035 | 24.7094 | 11.6 | 630.3666
6996 | 4.4239 | 345.598 | 25.5756 | 11.56 | 558.6251
6997 | 4.4049 | 330.4446 | 19.9531 | 11.08 | 351.4581
6998 | 4.4202 | 306.9329 | 24.4865 | 10.6 | 210.5016
6999 | 3.2273 | 305.559 | 31.8511 | 10.12 | 96.5664
7000 | 4.4648 | 309.4759 | 37.6642 | 10.11 | 19.0462
7001 | 4.488 | 316.8082 | 44.5306 | 10.1 | 0
7002 | 4.4885 | 348.2483 | 44.6879 | 10.09 | 0
7003 | 5.7249 | 378.5909 | 50.1779 | 10.24 | 0
7004 | 4.457 | 369.1196 | 35.3685 | 10.38 | 0
7005 | 4.446 | 353.2908 | 32.1242 | 10.52 | 0
7006 | 4.4269 | 289.8376 | 26.4655 | 10.58 | 0
7007 | 3.1976 | 220.6153 | 23.0759 | 10.64 | 0
7008 | 4.3957 | 242.3365 | 17.2559 | 10.7 | 0
7009 | 4.381 | 249.1385 | 12.8868 | 10.45 | 0
7010 | 4.3698 | 273.0991 | 9.5975 | 10.2 | 0
7011 | 4.3512 | 294.2336 | 4.0947 | 9.95 | 0
7012 | 4.3606 | 368.6581 | 6.8807 | 9.91 | 0
7013 | 4.3731 | 561.3889 | 10.5563 | 9.87 | 0
7014 | 5.5975 | 690.5487 | 12.535 | 9.83 | 0
7015 | 4.3886 | 689.2334 | 15.1625 | 10.49 | 36.5901
7016 | 4.438 | 612.1004 | 29.7457 | 11.15 | 85.3064
7017 | 4.4555 | 555.3613 | 34.9184 | 11.81 | 152.5805
7018 | 4.4732 | 492.916 | 40.1427 | 11.87 | 220.7614
7019 | 4.4679 | 459.0558 | 38.589 | 11.93 | 297.1747
7020 | 4.4778 | 433.5783 | 41.5026 | 12 | 310.6045
7021 | 4.4509 | 414.1005 | 33.5703 | 11.75 | 288.3535
7022 | 4.4326 | 383.4636 | 28.1623 | 11.51 | 136.4676
7023 | 3.2245 | 381.3619 | 31.0275 | 11.27 | 79.3934
7024 | 4.4407 | 385.7828 | 30.5543 | 10.84 | 17.8386
7025 | 4.4953 | 394.0258 | 46.6856 | 10.41 | 0
7026 | 4.5004 | 433.8737 | 48.1979 | 9.97 | 0
7027 | 5.7356 | 472.1548 | 53.3555 | 9.91 | 0
7028 | 4.4737 | 458.2834 | 40.3065 | 9.84 | 0
7029 | 4.4556 | 438.6139 | 34.9588 | 9.77 | 0
7030 | 4.4614 | 359.6686 | 36.6616 | 9.72 | 0
7031 | 3.21 | 275.3205 | 26.7369 | 9.66 | 0
7032 | 5.6458 | 375.5313 | 26.8134 | 9.61 | 0
7033 | 3.2059 | 308.5611 | 25.5159 | 9.35 | 0
7034 | 5.6229 | 341.3417 | 20.032 | 9.09 | 0
7035 | 3.1612 | 321.7879 | 12.3159 | 8.83 | 0
7036 | 4.397 | 406.3089 | 17.6433 | 8.91 | 0
7037 | 4.4515 | 544.5662 | 33.7384 | 8.99 | 0
7038 | 4.5298 | 609.1732 | 56.8768 | 9.06 | 0
7039 | 4.5431 | 610.788 | 60.831 | 9.05 | 107.9755
7040 | 5.7655 | 613.5623 | 62.201 | 9.04 | 240.2312
7041 | 4.5237 | 580.47 | 55.0962 | 9.03 | 410.4884
7042 | 4.53 | 575.6422 | 56.9522 | 8.82 | 422.1641
7043 | 3.2903 | 463.2629 | 50.4827 | 8.61 | 393.2341
7044 | 5.715 | 468.1601 | 47.2702 | 8.4 | 373.8925
7045 | 3.2726 | 439.348 | 45.245 | 8.45 | 353.3065
7046 | 5.7144 | 450.9509 | 47.0938 | 8.5 | 289.9312
7047 | 3.3062 | 419.2329 | 55.1659 | 8.55 | 174.0992
7048 | 5.7335 | 431.5473 | 52.721 | 7.85 | 27.3411
7049 | 3.3071 | 401.3215 | 55.441 | 7.15 | 0
7050 | 4.5559 | 403.4927 | 64.601 | 6.44 | 0
7051 | 4.585 | 449.7634 | 73.221 | 5.6 | 0
7052 | 5.7541 | 458.4095 | 58.821 | 4.75 | 0
7053 | 4.4888 | 440.5028 | 44.7648 | 3.91 | 0
7054 | 4.4587 | 382.9504 | 35.8663 | 3.53 | 0
7055 | 3.2247 | 290.795 | 31.0882 | 3.16 | 0
7056 | 4.4253 | 336.0897 | 25.9882 | 2.78 | 0
7057 | 4.4086 | 347.8979 | 21.0677 | 3.34 | 0
7058 | 4.4013 | 378.0511 | 18.8962 | 3.9 | 0
7059 | 4.4014 | 441.2483 | 18.9247 | 4.46 | 0
7060 | 4.4258 | 677.5105 | 26.1427 | 4.43 | 0
7061 | 5.6867 | 907.7715 | 38.898 | 4.4 | 0
7062 | 3.2566 | 748.8342 | 40.501 | 4.36 | 0
7063 | 5.7489 | 836.3944 | 57.291 | 5.97 | 108.3196
7064 | 4.5425 | 705.2732 | 60.641 | 7.57 | 279.2265
7065 | 4.5307 | 592.321 | 57.151 | 9.18 | 432.7977
7066 | 4.5088 | 570.4901 | 50.681 | 9.75 | 634.8872
7067 | 4.4783 | 517.2154 | 41.6622 | 10.32 | 699.3476
7068 | 4.4619 | 515.9333 | 36.8191 | 10.89 | 649.6174
7069 | 3.251 | 469.74 | 38.8463 | 10.76 | 588.4741
7070 | 5.6934 | 469.7821 | 40.8799 | 10.64 | 432.1728
7071 | 3.2443 | 447.8754 | 36.8647 | 10.52 | 206.2603
7072 | 4.4601 | 495.9459 | 36.2954 | 9.39 | 20.011
7073 | 4.4932 | 504.8709 | 46.0775 | 8.26 | 0
7074 | 4.5154 | 550.4438 | 52.621 | 7.13 | 0
7075 | 4.5244 | 564.7573 | 55.3065 | 6.19 | 0
7076 | 4.453 | 565.4695 | 34.1717 | 5.25 | 0
7077 | 5.6663 | 569.2745 | 32.868 | 4.31 | 0
7078 | 4.429 | 472.38 | 27.0882 | 3.99 | 0
7079 | 4.4186 | 387.3609 | 24.0282 | 3.66 | 0
7080 | 3.1804 | 278.8559 | 17.9751 | 3.34 | 0
7081 | 4.3893 | 287.4282 | 15.3693 | 3.47 | 0
7082 | 4.3773 | 316.7614 | 11.7974 | 3.6 | 0
7083 | 4.3822 | 340.8532 | 13.2631 | 3.72 | 0
7084 | 4.4034 | 423.7986 | 19.5128 | 3.44 | 0
7085 | 4.4376 | 645.1313 | 29.6272 | 3.16 | 0
7086 | 4.5016 | 796.1238 | 48.5668 | 2.87 | 0
7087 | 5.7198 | 797.8957 | 48.691 | 4.96 | 79.8358
7088 | 4.5028 | 706.6143 | 48.911 | 7.04 | 223.5852
7089 | 4.4644 | 640.2413 | 37.544 | 9.13 | 317.1917
7090 | 4.4562 | 566.3737 | 35.1392 | 9.95 | 353.5612
7091 | 4.4562 | 526.9908 | 35.1178 | 10.77 | 355.38
7092 | 4.4501 | 496.8657 | 33.3404 | 11.59 | 302.0209
7093 | 4.4484 | 474.1618 | 32.8266 | 11.45 | 250.6447
7094 | 4.4609 | 438.1179 | 36.5148 | 11.31 | 156.7844
7095 | 3.2243 | 435.3992 | 30.9522 | 11.18 | 66.0631
7096 | 4.4403 | 440.0608 | 30.4221 | 9.98 | 8.5926
7097 | 4.4644 | 448.7227 | 37.5604 | 8.78 | 0
7098 | 4.502 | 494.7184 | 48.661 | 7.58 | 0
7099 | 5.7021 | 538.7628 | 43.4313 | 7.21 | 0
7100 | 4.4535 | 521.2347 | 34.3403 | 6.84 | 0
7101 | 4.4558 | 498.8492 | 35.0282 | 6.47 | 0
7102 | 4.4324 | 408.9234 | 28.0897 | 6.03 | 0
7103 | 3.2069 | 314.3117 | 25.8282 | 5.58 | 0
7104 | 4.4015 | 390.9578 | 18.9682 | 5.14 | 0
7105 | 4.3943 | 421.4346 | 16.8282 | 5.24 | 0
7106 | 4.391 | 434.1403 | 15.8517 | 5.34 | 0
7107 | 4.3807 | 451.9826 | 12.8023 | 5.44 | 0
7108 | 4.4152 | 536.5488 | 23.0244 | 5.16 | 0
7109 | 4.4434 | 709.6095 | 31.341 | 4.88 | 0
7110 | 4.4685 | 818.5729 | 38.781 | 4.59 | 0
7111 | 4.5344 | 910.1338 | 58.251 | 6.45 | 34.7461
7112 | 5.769 | 920.5377 | 63.211 | 8.32 | 115.5817
7113 | 4.5118 | 836.7302 | 51.5808 | 10.18 | 172.75
7114 | 4.4653 | 773.7007 | 37.8211 | 11.06 | 184.4842
7115 | 4.4364 | 735.3775 | 29.2911 | 11.95 | 204.962
7116 | 4.4508 | 699.0392 | 33.5302 | 12.84 | 230.458
7117 | 4.4671 | 663.5705 | 38.3615 | 12.7 | 189.7346
7118 | 3.2516 | 653.1151 | 39.028 | 12.56 | 121.5609
7119 | 4.4751 | 654.5989 | 40.7142 | 12.43 | 62.0359
7120 | 4.4921 | 676.922 | 45.7577 | 11.48 | 6.9085
7121 | 5.731 | 708.207 | 51.991 | 10.53 | 0
7122 | 4.6229 | 702.7753 | 84.4015 | 9.57 | 0
7123 | 4.6072 | 687.2051 | 79.7725 | 9.48 | 0
7124 | 4.523 | 635.4294 | 54.871 | 9.38 | 0
7125 | 4.4884 | 580.4504 | 44.661 | 9.28 | 0
7126 | 4.4622 | 510.3094 | 36.8957 | 9.05 | 0
7127 | 4.4386 | 439.6968 | 29.9402 | 8.83 | 0
7128 | 3.2434 | 304.2569 | 36.6141 | 8.6 | 0
7129 | 4.4317 | 314.0139 | 27.8782 | 8.33 | 0
7130 | 4.4214 | 346.974 | 24.8582 | 8.07 | 0
7131 | 4.4136 | 373.137 | 22.5282 | 7.8 | 0
7132 | 4.4432 | 462.1774 | 31.2815 | 7.94 | 0
7133 | 4.4662 | 703.4317 | 38.0851 | 8.07 | 0
7134 | 4.4842 | 869.4619 | 43.401 | 8.2 | 0
7135 | 5.7483 | 873.1759 | 57.111 | 9.8 | 41.6387
7136 | 4.548 | 772.2114 | 62.281 | 11.41 | 122.5738
7137 | 4.5275 | 699.2052 | 56.211 | 13.01 | 254.2328
7138 | 4.5155 | 617.5185 | 52.651 | 14.15 | 286.3791
7139 | 4.4851 | 574.3205 | 43.6889 | 15.3 | 346.8133
7140 | 4.473 | 541.0134 | 40.0944 | 16.45 | 347.9192
7141 | 4.4701 | 516.0836 | 39.2546 | 16.18 | 208.531
7142 | 4.4521 | 476.3282 | 33.9197 | 15.92 | 158.6685
7143 | 3.2389 | 473.1992 | 35.2593 | 15.66 | 79.4154
7144 | 4.4674 | 478.0548 | 38.451 | 14.57 | 7.489
7145 | 4.4863 | 487.0594 | 44.021 | 13.48 | 0
7146 | 4.5147 | 537.3223 | 52.421 | 12.39 | 0
7147 | 5.7177 | 585.3758 | 48.042 | 12.16 | 0
7148 | 4.4695 | 565.4021 | 39.0554 | 11.92 | 0
7149 | 4.4623 | 541.1119 | 36.941 | 11.68 | 0
7150 | 4.4613 | 443.4914 | 36.644 | 11.56 | 0
7151 | 4.4579 | 341.588 | 35.6469 | 11.43 | 0
7152 | 3.2252 | 331.4573 | 31.2257 | 11.31 | 0
7153 | 4.4113 | 342.6288 | 21.854 | 10.7 | 0
7154 | 4.4037 | 379.8176 | 19.6143 | 10.09 | 0
7155 | 4.3992 | 408.1539 | 18.2762 | 9.48 | 0
7156 | 4.3998 | 503.1934 | 18.4466 | 9.48 | 0
7157 | 4.4246 | 765.6941 | 25.7965 | 9.48 | 0
7158 | 4.4546 | 948.2908 | 34.6589 | 9.48 | 0
7159 | 5.6951 | 954.7277 | 41.3622 | 11.18 | 8.4214
7160 | 4.4587 | 842.8999 | 35.8759 | 12.89 | 36.73
7161 | 4.4468 | 762.5785 | 32.3422 | 14.59 | 85.6049
7162 | 4.4629 | 672.125 | 37.1097 | 15.53 | 136.9304
7163 | 4.4429 | 624.7594 | 31.2025 | 16.48 | 117.3525
7164 | 4.4344 | 587.8865 | 28.6785 | 17.43 | 129.2398
7165 | 4.4078 | 560.5165 | 20.8185 | 16.75 | 102.3027
7166 | 4.4059 | 516.6319 | 20.2518 | 16.08 | 58.9197
7167 | 3.1993 | 513.0047 | 23.5557 | 15.41 | 28.4213
7168 | 4.4465 | 517.9847 | 32.271 | 14.7 | 4.3762
7169 | 4.4834 | 527.1952 | 43.1847 | 14 | 0
7170 | 4.4965 | 582.0555 | 47.058 | 13.29 | 0
7171 | 5.7326 | 634.401 | 52.468 | 13.31 | 0
7172 | 4.4391 | 611.5018 | 30.076 | 13.32 | 0
7173 | 4.4516 | 585.2206 | 33.7579 | 13.34 | 0
7174 | 4.432 | 479.5398 | 27.9786 | 13.33 | 0
7175 | 3.1679 | 370.3073 | 14.2919 | 13.32 | 0
7176 | 4.4104 | 414.1038 | 21.5839 | 13.31 | 0
7177 | 4.3799 | 446.2482 | 12.5695 | 13.37 | 0
7178 | 4.3787 | 460.2979 | 12.2301 | 13.43 | 0
7179 | 4.3823 | 478.8064 | 13.2961 | 13.49 | 0
7180 | 4.3743 | 567.1742 | 10.9206 | 13.29 | 0
7181 | 4.3756 | 748.4155 | 11.3051 | 13.09 | 0
7182 | 4.3567 | 865.4143 | 5.7289 | 12.89 | 0
7183 | 4.3512 | 964.5313 | 4.0889 | 12.58 | 34.061
7184 | 5.5533 | 976.1328 | -0.55113 | 12.27 | 130.1102
7185 | 4.3275 | 886.7131 | -2.9181 | 11.96 | 209.6347
7186 | 4.3466 | 819.3615 | 2.7272 | 11.84 | 222.4826
7187 | 4.3589 | 778.5839 | 6.3814 | 11.72 | 286.6105
7188 | 4.3383 | 739.6986 | 0.28676 | 11.61 | 238.7449
7189 | 4.3587 | 701.6885 | 6.3202 | 11.88 | 199.6003
7190 | 3.1272 | 690.4297 | 2.2516 | 12.15 | 129.7695
7191 | 4.3564 | 691.6598 | 5.6383 | 12.43 | 66.2264
7192 | 4.3589 | 714.9935 | 6.3789 | 11.85 | 7.3341
7193 | 5.6218 | 747.9776 | 19.6989 | 11.28 | 0
7194 | 4.4221 | 741.4851 | 25.0589 | 10.7 | 0
7195 | 4.4131 | 724.2896 | 22.4007 | 10.47 | 0
7196 | 4.3738 | 668.6581 | 10.7604 | 10.23 | 0
7197 | 4.3572 | 610.8029 | 5.874 | 9.99 | 0
7198 | 4.3549 | 537.4785 | 5.185 | 9.77 | 0
7199 | 3.0204 | 464.6269 | -29.3311 | 9.55 | 0
7200 | 4.3162 | 594.3514 | -6.2511 | 9.33 | 0
7201 | 5.478 | 661.4731 | -22.8154 | 9.31 | 0
7202 | 2.9519 | 614.3333 | -49.5749 | 9.29 | 0
7203 | 4.3313 | 649.694 | -1.777 | 9.27 | 0
7204 | 4.3692 | 764.1341 | 9.3986 | 9.39 | 0
7205 | 4.3856 | 953.2893 | 14.2471 | 9.51 | 0
7206 | 4.4549 | 1097.7418 | 34.7527 | 9.62 | 0
7207 | 4.4947 | 1218.1469 | 46.5143 | 9.85 | 45.7939
7208 | 5.6587 | 1256.302 | 30.614 | 10.08 | 139.5686
7209 | 4.4375 | 1188.4759 | 29.5953 | 10.31 | 230.4909
7210 | 4.4243 | 1070.7098 | 25.6905 | 10.39 | 279.6416
7211 | 4.411 | 991.1046 | 21.7651 | 10.47 | 330.0909
7212 | 4.4179 | 970.9675 | 23.7972 | 10.56 | 327.3256
7213 | 4.4007 | 892.7712 | 18.7134 | 10.56 | 250.1543
7214 | 3.1915 | 866.5505 | 21.2626 | 10.56 | 136.0497
7215 | 4.4441 | 869.9892 | 31.5401 | 10.56 | 60.7083
7216 | 5.6856 | 883.4993 | 38.5669 | 10.28 | 6.8468
7217 | 4.4889 | 875.1589 | 44.7969 | 10.01 | 0
7218 | 4.4923 | 868.0662 | 45.8169 | 9.73 | 0
7219 | 4.463 | 851.6841 | 37.1499 | 9.59 | 0
7220 | 4.4781 | 844.3469 | 41.6169 | 9.44 | 0
7221 | 4.4271 | 804.061 | 26.5395 | 9.3 | 0
7222 | 4.4155 | 697.1193 | 23.1117 | 9.08 | 0
7223 | 3.1581 | 591.5688 | 11.3859 | 8.86 | 0
7224 | 4.3743 | 1036.9368 | 10.9324 | 8.64 | 0
7225 | 5.5829 | 1059.5202 | 8.2202 | 7.69 | 0
7226 | 3.1513 | 1035.2913 | 9.3702 | 6.75 | 0
7227 | 4.3582 | 1194.9617 | 6.1602 | 5.8 | 0
7228 | 4.4171 | 1377.7495 | 23.5724 | 5.54 | 0
7229 | 5.6633 | 1764.6883 | 31.9797 | 5.28 | 0
7230 | 3.2692 | 1572.2356 | 44.2231 | 5.02 | 0
7231 | 4.5001 | 1619.8427 | 48.1182 | 6.86 | 36.9534
7232 | 5.6651 | 1640.8303 | 32.5076 | 8.7 | 109.0615
7233 | 4.4289 | 1509.8534 | 27.0708 | 10.54 | 181.9291
7234 | 4.4346 | 1430.5227 | 28.7545 | 11.36 | 271.4889
7235 | 4.4311 | 1419.5756 | 27.709 | 12.18 | 328.9001
7236 | 4.4311 | 1380.5747 | 27.7245 | 13.01 | 305.0513
7237 | 4.4322 | 1276.9096 | 28.0388 | 12.82 | 265.4491
7238 | 3.2735 | 1268.5145 | 45.5132 | 12.63 | 145.8539
7239 | 4.4986 | 1292.6378 | 47.6802 | 12.45 | 59.5441
7240 | 4.4868 | 1337.4849 | 44.1876 | 11.46 | 0
7241 | 4.5017 | 1355.8708 | 48.5876 | 10.48 | 0
7242 | 4.4339 | 1373.406 | 28.5496 | 9.49 | 0
7243 | 5.7603 | 1411.0781 | 60.6376 | 9.61 | 0
7244 | 3.2628 | 1334.5106 | 42.3376 | 9.73 | 0
7245 | 5.7108 | 1393.1672 | 46.0179 | 9.85 | 0
7246 | 4.4617 | 1194.971 | 36.7595 | 10.05 | 0
7247 | 4.434 | 1129.8194 | 28.5657 | 10.25 | 0
7248 | 3.2094 | 1026.2306 | 26.5457 | 10.45 | 0
7249 | 4.4204 | 1073.3032 | 24.5557 | 10.62 | 0
7250 | 4.4163 | 1109.0229 | 23.3269 | 10.79 | 0
7251 | 4.416 | 1148.6195 | 23.2357 | 10.96 | 0
7252 | 4.44 | 1297.1659 | 30.3283 | 11.11 | 0
7253 | 4.4658 | 1646.6622 | 37.9609 | 11.25 | 0
7254 | 4.4605 | 1996.1634 | 36.4076 | 11.39 | 0
7255 | 112.7188 | 2275.7383 | 49.8676 | 11.73 | 52.2506
7256 | 159.6203 | 2322.9291 | 42.0497 | 12.07 | 168.859
7257 | 123.2896 | 2223.7014 | 31.878 | 12.41 | 292.4524
7258 | 4.4294 | 2115.0591 | 27.1951 | 12.31 | 372.0469
7259 | 4.4316 | 2009.4131 | 27.8506 | 12.21 | 416.1386
7260 | 4.4501 | 1904.1928 | 33.3181 | 12.11 | 405.261
7261 | 4.4584 | 1813.3513 | 35.7799 | 11.97 | 375.7056
7262 | 3.2359 | 1796.4607 | 34.3786 | 11.83 | 245.3629
7263 | 4.4976 | 1797.43 | 47.3644 | 11.7 | 103.7664
7264 | 4.5157 | 1810.7215 | 52.7076 | 11.15 | 0
7265 | 5.8408 | 1814.5985 | 84.4495 | 10.6 | 0
7266 | 4.5936 | 1782.2713 | 75.7402 | 10.04 | 0
7267 | 4.5809 | 1614.4825 | 71.9876 | 9.69 | 0
7268 | 4.4914 | 1434.342 | 45.5491 | 9.33 | 0
7269 | 4.4636 | 1318.915 | 37.322 | 8.98 | 0
7270 | 4.4551 | 1222.4646 | 34.8154 | 8.71 | 0
7271 | 4.4535 | 1097.4632 | 34.3475 | 8.43 | 0
7272 | 3.2332 | 867.8066 | 33.6022 | 8.16 | 0
7273 | 4.4486 | 908.195 | 32.882 | 8.12 | 0
7274 | 4.4471 | 937.8235 | 32.4382 | 8.08 | 0
7275 | 4.4487 | 972.8165 | 32.9102 | 8.03 | 0
7276 | 4.4492 | 1102.7079 | 33.0573 | 8.05 | 0
7277 | 4.4639 | 1410.2553 | 37.4175 | 8.07 | 0
7278 | 4.4408 | 1694.479 | 30.5754 | 8.09 | 0
7279 | 4.4701 | 1920.1251 | 39.2308 | 8.5 | 67.0562
7280 | 5.6985 | 1957.849 | 42.3854 | 8.92 | 235.1008
7281 | 4.4535 | 1875.6956 | 34.3199 | 9.33 | 427.2401
7282 | 4.442 | 1785.4646 | 30.9487 | 9.58 | 547.9468
7283 | 4.4349 | 1697.2585 | 28.8344 | 9.83 | 610.7907
7284 | 4.4346 | 1611.0553 | 28.7321 | 10.08 | 594.8023
7285 | 4.4587 | 1536.9708 | 35.8642 | 9.99 | 529.9246
7286 | 3.2655 | 1523.4976 | 43.1256 | 9.9 | 332.9878
7287 | 4.4666 | 1524.8388 | 38.2176 | 9.82 | 133.6949
7288 | 4.5131 | 1538.2809 | 51.9627 | 9.4 | 0
7289 | 5.7624 | 1543.6454 | 61.2576 | 8.98 | 0
7290 | 4.5613 | 1518.7109 | 66.1976 | 8.55 | 0
7291 | 4.4739 | 1381.99 | 40.3603 | 8.35 | 0
7292 | 4.4575 | 1233.8343 | 35.5245 | 8.15 | 0
7293 | 4.4859 | 1134.2154 | 43.9202 | 7.95 | 0
7294 | 4.4565 | 1047.4212 | 35.2143 | 7.59 | 0
7295 | 4.4396 | 931.7265 | 30.2248 | 7.22 | 0
7296 | 3.2253 | 801.08 | 31.266 | 6.86 | 0
7297 | 4.4374 | 838.6051 | 29.566 | 6.5 | 0
7298 | 4.4273 | 865.7156 | 26.576 | 6.14 | 0
7299 | 4.4275 | 898.6454 | 26.656 | 5.77 | 0
7300 | 4.4186 | 1020.3274 | 24.026 | 5.66 | 0
7301 | 4.4272 | 1309.2181 | 26.566 | 5.54 | 0
7302 | 4.4439 | 1566.8798 | 31.506 | 5.42 | 0
7303 | 4.4529 | 1770.6982 | 34.1483 | 6.34 | 51.2376
7304 | 5.6858 | 1804.6143 | 38.63 | 7.25 | 165.2106
7305 | 4.4611 | 1729.508 | 36.5931 | 8.17 | 266.58
7306 | 4.4558 | 1646.8966 | 35.0017 | 8.76 | 309.1373
7307 | 4.4673 | 1565.9429 | 38.4032 | 9.35 | 359.392
7308 | 4.4824 | 1487.5211 | 42.8864 | 9.94 | 367.7468
7309 | 4.4745 | 1420.2695 | 40.5377 | 9.7 | 349.5552
7310 | 3.2573 | 1408.1691 | 40.7254 | 9.47 | 224.7851
7311 | 4.4744 | 1409.6239 | 40.4997 | 9.24 | 103.9259
7312 | 4.4989 | 1422.9482 | 47.7627 | 8.1 | 0
7313 | 5.7196 | 1428.7675 | 48.6313 | 6.96 | 0
7314 | 4.5084 | 1406.7489 | 50.5613 | 5.81 | 0
7315 | 4.496 | 1282.6883 | 46.8913 | 5.29 | 0
7316 | 4.464 | 1147.6604 | 37.4406 | 4.77 | 0
7317 | 4.4611 | 1054.8653 | 36.5664 | 4.25 | 0
7318 | 4.4714 | 972.569 | 39.6388 | 4.23 | 0
7319 | 4.4661 | 861.6167 | 38.0515 | 4.22 | 0
7320 | 3.2284 | 704.0366 | 32.1716 | 4.2 | 0
7321 | 4.41 | 756.625 | 21.476 | 4.39 | 0
7322 | 4.3872 | 789.4381 | 14.736 | 4.58 | 0
7323 | 4.3837 | 815.0204 | 13.706 | 4.77 | 0
7324 | 4.3822 | 947.0786 | 13.246 | 4.53 | 0
7325 | 4.3838 | 1224.0604 | 13.7274 | 4.28 | 0
7326 | 4.4026 | 1446.8766 | 19.2989 | 4.04 | 0
7327 | 4.4082 | 1647.6041 | 20.9463 | 6.13 | 31.2557
7328 | 5.6568 | 1676.1049 | 30.059 | 8.22 | 120.5443
7329 | 4.4637 | 1514.2645 | 37.3577 | 10.31 | 193.4797
7330 | 4.4706 | 1390.8481 | 39.4015 | 11.39 | 248.9435
7331 | 4.4765 | 1318.7213 | 41.1422 | 12.46 | 297.7696
7332 | 4.4749 | 1246.642 | 40.6745 | 13.53 | 293.25
7333 | 4.4791 | 1175.3574 | 41.9134 | 13.12 | 237.0976
7334 | 4.47 | 1153.4346 | 39.2118 | 12.71 | 159.7539
7335 | 3.2768 | 1150.3739 | 46.4809 | 12.3 | 71.1938
7336 | 4.4989 | 1185.3518 | 47.7517 | 11.04 | 0
7337 | 5.7239 | 1239.1206 | 49.9013 | 9.77 | 0
7338 | 4.517 | 1216.9308 | 53.0916 | 8.51 | 0
7339 | 4.4756 | 1177.083 | 40.8528 | 8.09 | 0
7340 | 4.4738 | 1070.5773 | 40.3358 | 7.68 | 0
7341 | 4.4211 | 977.9277 | 24.7417 | 7.26 | 0
7342 | 4.446 | 867.8871 | 32.1178 | 7.05 | 0
7343 | 4.4202 | 773.316 | 24.4871 | 6.84 | 0
7344 | 3.1496 | 552.7656 | 8.8878 | 6.63 | 0
7345 | 4.3838 | 594.7923 | 13.7199 | 7.19 | 0
7346 | 4.3637 | 617.3619 | 7.7954 | 7.75 | 0
7347 | 4.3507 | 639.5526 | 3.9355 | 8.31 | 0
7348 | 4.3398 | 749.7396 | 0.73551 | 8.43 | 0
7349 | 4.3405 | 978.3528 | 0.92551 | 8.54 | 0
7350 | 4.3449 | 1144.7444 | 2.2255 | 8.66 | 0
7351 | 4.337 | 1290.8197 | -0.11449 | 9.47 | 29.2617
7352 | 5.5666 | 1310.0574 | 3.3755 | 10.27 | 109.1571
7353 | 4.3735 | 1186.5009 | 10.6755 | 11.08 | 225.9259
7354 | 4.3733 | 1092.7889 | 10.6355 | 10.95 | 311.8842
7355 | 4.3747 | 1037.1607 | 11.0531 | 10.81 | 356.6368
7356 | 4.3602 | 982.7035 | 6.7513 | 10.67 | 333.4411
7357 | 4.3286 | 929.1183 | -2.5922 | 10.24 | 275.8501
7358 | 4.3621 | 912.9008 | 7.3169 | 9.82 | 175.2577
7359 | 3.1477 | 912.3407 | 8.3203 | 9.39 | 77.6589
7360 | 4.3693 | 941.4818 | 9.4555 | 9 | 0
7361 | 5.6198 | 984.5236 | 19.1255 | 8.61 | 0
7362 | 4.4057 | 971.0906 | 20.2 | 8.23 | 0
7363 | 4.3916 | 943.601 | 16.0322 | 7.87 | 0
7364 | 4.3772 | 864.2447 | 11.7785 | 7.52 | 0
7365 | 4.3677 | 789.4586 | 8.9788 | 7.16 | 0
7366 | 4.3756 | 697.8313 | 11.2927 | 6.89 | 0
7367 | 3.1397 | 613.1036 | 5.959 | 6.63 | 0
7368 | 4.3561 | 741.0464 | 5.5355 | 6.36 | 0
7369 | 5.5807 | 825.298 | 7.5655 | 6.04 | 0
7370 | 3.1421 | 765.5577 | 6.6655 | 5.72 | 0
7371 | 4.3544 | 808.0578 | 5.0355 | 5.39 | 0
7372 | 4.363 | 943.3628 | 7.5655 | 5.24 | 0
7373 | 4.3735 | 1163.4454 | 10.6698 | 5.09 | 0
7374 | 4.4336 | 1350.7677 | 28.4573 | 4.95 | 0
7375 | 4.4362 | 1511.2291 | 29.2112 | 5.41 | 27.4131
7376 | 5.6667 | 1563.3351 | 32.9937 | 5.86 | 113.7697
7377 | 4.4361 | 1478.9872 | 29.1902 | 6.32 | 193.4406
7378 | 4.4337 | 1327.5981 | 28.4881 | 6.57 | 256.0833
7379 | 4.433 | 1226.0099 | 28.2665 | 6.81 | 323.1766
7380 | 4.4349 | 1200.965 | 28.8213 | 7.05 | 335.4968
7381 | 4.4585 | 1099.5695 | 35.8108 | 6.92 | 249.5203
7382 | 3.2443 | 1065.2373 | 36.8819 | 6.8 | 170.3213
7383 | 4.4408 | 1067.7573 | 30.5821 | 6.67 | 70.703
7384 | 5.7002 | 1081.6473 | 42.8741 | 5.35 | 0
7385 | 4.5098 | 1066.9271 | 50.9841 | 4.03 | 0
7386 | 4.5064 | 1054.1711 | 49.9741 | 2.72 | 0
7387 | 4.4942 | 1030.4083 | 46.3541 | 2.45 | 0
7388 | 4.4526 | 1021.4621 | 34.0789 | 2.19 | 0
7389 | 4.4321 | 975.9825 | 28.0046 | 1.92 | 0
7390 | 4.445 | 847.8522 | 31.815 | 1.33 | 0
7391 | 4.4075 | 726.8301 | 20.7309 | 0.75 | 0
7392 | 3.1883 | 533.8781 | 20.3155 | 0.16 | 0
7393 | 5.6184 | 640.737 | 18.7155 | 0.46 | 0
7394 | 3.1814 | 613.6852 | 18.2755 | 0.75 | 0
7395 | 4.3948 | 651.3324 | 16.9818 | 1.04 | 0
7396 | 4.3991 | 827.2318 | 18.2655 | 1.01 | 0
7397 | 5.6632 | 1134.8184 | 31.9387 | 0.97 | 0
7398 | 3.2948 | 939.4458 | 51.8023 | 0.94 | 0
7399 | 5.7166 | 976.8415 | 47.736 | 2.7 | 31.1837
7400 | 4.4963 | 897.7902 | 46.986 | 4.47 | 133.8052
7401 | 4.47 | 880.897 | 39.2129 | 6.23 | 241.947
7402 | 4.4583 | 788.8792 | 35.7531 | 6.98 | 280.0468
7403 | 4.4621 | 776.2018 | 36.884 | 7.73 | 310.6634
7404 | 4.4814 | 773.0529 | 42.5958 | 8.47 | 308.9969
7405 | 4.493 | 708.9463 | 46.0014 | 8.11 | 228.0081
7406 | 3.2802 | 698.01 | 47.4958 | 7.74 | 165.877
7407 | 4.5171 | 705.9231 | 53.1222 | 7.38 | 70.5551
7408 | 4.5391 | 734.4566 | 59.6436 | 6.52 | 0
7409 | 4.5676 | 753.8765 | 68.056 | 5.65 | 0
7410 | 4.5623 | 803.2677 | 66.486 | 4.79 | 0
7411 | 4.4951 | 826.7777 | 46.646 | 4.5 | 0
7412 | 5.6972 | 865.7589 | 41.986 | 4.21 | 0
7413 | 4.4625 | 855.2751 | 36.996 | 3.92 | 0
7414 | 4.4283 | 730.3303 | 26.8934 | 3.75 | 0
7415 | 4.4207 | 628.3331 | 24.6244 | 3.58 | 0
7416 | 3.1974 | 488.0217 | 23.0193 | 3.41 | 0
7417 | 4.3968 | 525.4312 | 17.5745 | 3.3 | 0
7418 | 4.375 | 544.0355 | 11.1145 | 3.18 | 0
7419 | 4.361 | 564.4985 | 6.9845 | 3.06 | 0
7420 | 4.3541 | 664.4717 | 4.9545 | 2.98 | 0
7421 | 4.4169 | 870.9216 | 23.5226 | 2.89 | 0
7422 | 4.4624 | 1014.2848 | 36.976 | 2.81 | 0
7423 | 4.4727 | 1138.4804 | 40.006 | 4.1 | 26.679
7424 | 5.7029 | 1154.1652 | 43.686 | 5.39 | 124.6634
7425 | 4.4469 | 1046.5338 | 32.3857 | 6.68 | 223.2492
7426 | 4.442 | 965.1172 | 30.9216 | 7.92 | 288.5573
7427 | 4.4528 | 916.4191 | 34.1181 | 9.16 | 425.1123
7428 | 4.4509 | 869.2242 | 33.5614 | 10.4 | 443.8676
7429 | 4.4621 | 822.9018 | 36.882 | 10.13 | 374.2517
7430 | 3.2617 | 808.9956 | 42.0151 | 9.86 | 219.2332
7431 | 4.4829 | 809.264 | 43.016 | 9.59 | 85.2535
7432 | 4.4944 | 835.6868 | 46.416 | 9.88 | 0
7433 | 5.742 | 874.0292 | 55.226 | 10.17 | 0
7434 | 4.5724 | 863.8209 | 69.476 | 10.46 | 0
7435 | 4.5262 | 841.1227 | 55.826 | 10.58 | 0
7436 | 4.484 | 772.827 | 43.3512 | 10.71 | 0
7437 | 4.4682 | 705.9544 | 38.6765 | 10.84 | 0
7438 | 4.4399 | 622.8939 | 30.304 | 10.53 | 0
7439 | 4.447 | 543.7532 | 32.4097 | 10.23 | 0
7440 | 3.2048 | 500.6459 | 25.1945 | 9.92 | 0
7441 | 4.3803 | 538.9892 | 12.692 | 9.5 | 0
7442 | 4.3734 | 558.2217 | 10.6478 | 9.07 | 0
7443 | 4.3723 | 579.1172 | 10.3279 | 8.64 | 0
7444 | 4.3774 | 681.377 | 11.8272 | 8.48 | 0
7445 | 4.4031 | 892.6541 | 19.4404 | 8.32 | 0
7446 | 4.4586 | 1040.1196 | 35.8547 | 8.16 | 0
7447 | 4.4503 | 1168.0585 | 33.3874 | 8.01 | 34.8867
7448 | 5.6705 | 1184.2936 | 34.1007 | 7.87 | 161.0465
7449 | 4.4474 | 1073.7163 | 32.5333 | 7.72 | 260.694
7450 | 4.4451 | 990.047 | 31.8378 | 7.21 | 414.9962
7451 | 4.4467 | 940.0429 | 32.3171 | 6.7 | 564.805
7452 | 4.4462 | 891.5289 | 32.1845 | 6.18 | 537.1062
7453 | 4.4518 | 843.8985 | 33.8447 | 5.74 | 424.4943
7454 | 3.2523 | 829.5868 | 39.2327 | 5.29 | 247.4249
7455 | 4.486 | 829.7773 | 43.9527 | 4.85 | 87.9188
7456 | 4.5165 | 856.8063 | 52.9527 | 4.66 | 0
7457 | 5.7897 | 896.1025 | 69.3327 | 4.46 | 0
7458 | 4.6211 | 885.4464 | 83.8927 | 4.27 | 0
7459 | 4.5696 | 861.9862 | 68.6527 | 4.14 | 0
7460 | 4.5257 | 791.7274 | 55.6727 | 4.01 | 0
7461 | 4.4515 | 723.219 | 33.7311 | 3.88 | 0
7462 | 4.4521 | 638.2508 | 33.9282 | 3.67 | 0
7463 | 4.4362 | 557.5453 | 29.2241 | 3.47 | 0
7464 | 3.2359 | 540.4996 | 34.3941 | 3.26 | 0
7465 | 4.4299 | 581.6605 | 27.3645 | 3.16 | 0
7466 | 4.4232 | 603.4398 | 25.3749 | 3.06 | 0
7467 | 4.4342 | 625.329 | 28.6306 | 2.96 | 0
7468 | 4.4388 | 733.6606 | 29.9761 | 3.06 | 0
7469 | 4.4622 | 958.2114 | 36.8952 | 3.16 | 0
7470 | 4.4846 | 1120.1354 | 43.5327 | 3.27 | 0
7471 | 4.5399 | 1261.9243 | 59.8627 | 3.74 | 18.3799
7472 | 5.7351 | 1280.4504 | 53.2035 | 4.22 | 86.6772
7473 | 4.5168 | 1159.954 | 53.0501 | 4.69 | 200.0638
7474 | 4.5224 | 1068.6105 | 54.696 | 4.69 | 287.6656
7475 | 4.5249 | 1014.3075 | 55.446 | 4.69 | 393.1963
7476 | 4.5231 | 961.2523 | 54.9128 | 4.69 | 389.7401
7477 | 4.5258 | 909.0723 | 55.695 | 4.78 | 342.4378
7478 | 4.5156 | 893.3049 | 52.6948 | 4.88 | 221.0808
7479 | 3.311 | 892.9243 | 56.5827 | 4.97 | 76.9088
7480 | 4.5263 | 921.571 | 55.8527 | 4.37 | 0
7481 | 5.8028 | 963.7326 | 73.2027 | 3.77 | 0
7482 | 4.5825 | 950.9595 | 72.4758 | 3.17 | 0
7483 | 4.5141 | 924.4241 | 52.2466 | 2.49 | 0
7484 | 4.5135 | 847.2156 | 52.0716 | 1.81 | 0
7485 | 4.4609 | 773.9037 | 36.5277 | 1.13 | 0
7486 | 3.243 | 683.8353 | 36.4774 | 0.53 | 0
7487 | 164.7509 | 600.0377 | 33.3184 | -0.07 | 0
7488 | 80.1984 | 328.2715 | 33.2115 | -0.67 | 0
7489 | 126.2098 | 339.2782 | 26.9084 | -0.44 | 0
7490 | 172.1019 | 375.9736 | 20.8084 | -0.21 | 0
7491 | 3.1718 | 404.0551 | 15.4325 | 0.01 | 0
7492 | 135.7281 | 498.3891 | 10.71 | -0.14 | 0
7493 | 133.2659 | 758.4009 | 14.9003 | -0.29 | 0
7494 | 176.4094 | 939.0599 | 13.4778 | -0.44 | 0
7495 | 4.4074 | 945.1814 | 20.7113 | 0.77 | 27.4468
7496 | 4.4229 | 834.6232 | 25.2996 | 1.98 | 128.2628
7497 | 4.3738 | 755.1574 | 10.7769 | 3.19 | 233.5254
7498 | 4.3692 | 665.7285 | 9.4183 | 3.38 | 305.8963
7499 | 4.3471 | 618.8506 | 2.8737 | 3.57 | 339.0893
7500 | 4.369 | 582.3945 | 9.3417 | 3.75 | 323.3791
7501 | 4.3815 | 555.3099 | 13.0392 | 3.48 | 263.6566
7502 | 4.3896 | 511.9081 | 15.4455 | 3.22 | 173.4239
7503 | 3.2153 | 508.3389 | 28.3063 | 2.95 | 68.4655
7504 | 4.4858 | 513.3039 | 43.8847 | 2.69 | 0
7505 | 4.4967 | 522.4894 | 47.1013 | 2.43 | 0
7506 | 4.5011 | 576.8113 | 48.4013 | 2.17 | 0
7507 | 5.7052 | 628.6542 | 44.3638 | 1.87 | 0
7508 | 4.4536 | 606.0959 | 34.3534 | 1.57 | 0
7509 | 4.4553 | 580.0482 | 34.8606 | 1.27 | 0
7510 | 4.4538 | 475.3124 | 34.4359 | 0.89 | 0
7511 | 3.1924 | 366.9409 | 21.5173 | 0.51 | 0
7512 | 4.3956 | 405.6652 | 17.2084 | 0.13 | 0
7513 | 134.736 | 437.2006 | 12.3984 | -0.42 | 0
7514 | 136.3225 | 450.7645 | 9.6984 | -0.97 | 0
7515 | 139.9705 | 469.0274 | 3.4903 | -1.53 | 0
7516 | 140.0537 | 556.0007 | 3.3487 | -1.69 | 0
7517 | 139.2802 | 734.2448 | 4.665 | -1.85 | 0
7518 | 136.5223 | 848.3253 | 9.3584 | -2 | 0
7519 | 174.2835 | 944.7025 | 17.0957 | -0.44 | 27.258
7520 | 4.4036 | 955.8715 | 19.5901 | 1.12 | 134.5214
7521 | 4.4209 | 868.4933 | 24.6935 | 2.68 | 232.0312
7522 | 4.4422 | 802.7134 | 30.985 | 3.31 | 272.3308
7523 | 4.4686 | 762.8293 | 38.7972 | 3.94 | 297.9096
7524 | 4.4674 | 724.8698 | 38.456 | 4.56 | 274.7961
7525 | 4.4479 | 687.7831 | 32.6928 | 4.64 | 220.2083
7526 | 3.2219 | 676.8159 | 30.2627 | 4.71 | 114.3993
7527 | 4.4226 | 678.136 | 25.2061 | 4.79 | 38.8615
7528 | 4.44 | 701.0991 | 30.3375 | 3.69 | 0
7529 | 5.7155 | 733.4627 | 47.4042 | 2.59 | 0
7530 | 4.4628 | 727.3517 | 37.0682 | 1.5 | 0
7531 | 4.4788 | 710.7438 | 41.8126 | 1.1 | 0
7532 | 4.4687 | 656.5125 | 38.8141 | 0.71 | 0
7533 | 4.4658 | 599.7086 | 37.9655 | 0.31 | 0
7534 | 4.4644 | 527.5516 | 37.5643 | 0.66 | 0
7535 | 3.1968 | 455.53 | 22.827 | 1.01 | 0
7536 | 4.422 | 523.0996 | 25.0198 | 1.36 | 0
7537 | 5.629 | 581.9398 | 21.8238 | 1.6 | 0
7538 | 3.186 | 540.8538 | 19.6287 | 1.84 | 0
7539 | 4.4024 | 572.6376 | 19.224 | 2.08 | 0
7540 | 4.4028 | 676.4357 | 19.3596 | 2.26 | 0
7541 | 4.4207 | 849.4851 | 24.6429 | 2.43 | 0
7542 | 4.4447 | 973.6115 | 31.7338 | 2.61 | 0
7543 | 4.4666 | 1075.2718 | 38.203 | 3.65 | 12.7989
7544 | 5.6944 | 1106.9625 | 41.1732 | 4.68 | 105.8298
7545 | 4.4901 | 1047.1763 | 45.1421 | 5.72 | 203.6803
7546 | 4.4733 | 945.428 | 40.1774 | 6.41 | 344.126
7547 | 4.4768 | 876.3397 | 41.2223 | 7.1 | 532.109
7548 | 4.4803 | 858.5907 | 42.2663 | 7.79 | 510.16
7549 | 4.514 | 791.3944 | 52.2143 | 7.23 | 412.8714
7550 | 3.257 | 769.0007 | 40.6096 | 6.66 | 243.4098
7551 | 4.4931 | 772.7641 | 46.0262 | 6.1 | 80.3104
7552 | 5.7233 | 785.8865 | 49.7104 | 5.59 | 0
7553 | 4.5208 | 780.3476 | 54.2304 | 5.08 | 0
7554 | 4.5446 | 775.7366 | 61.2704 | 4.58 | 0
7555 | 4.5152 | 762.7098 | 52.5642 | 4.12 | 0
7556 | 4.4851 | 756.168 | 43.6665 | 3.67 | 0
7557 | 4.4739 | 718.7315 | 40.3668 | 3.22 | 0
7558 | 4.4509 | 622.4394 | 33.5519 | 2.91 | 0
7559 | 4.4188 | 525.1313 | 24.0678 | 2.61 | 0
7560 | 3.1996 | 416.1998 | 23.6445 | 2.3 | 0
7561 | 5.6194 | 496.9017 | 18.9918 | 2.04 | 0
7562 | 3.173 | 475.745 | 15.799 | 1.77 | 0
7563 | 4.4081 | 505.9001 | 20.9142 | 1.5 | 0
7564 | 4.4104 | 644.5945 | 21.5861 | 1.24 | 0
7565 | 5.6644 | 888.605 | 32.3131 | 0.97 | 0
7566 | 3.2812 | 746.8439 | 47.7885 | 0.71 | 0
7567 | 5.6838 | 772.2949 | 38.0386 | 2.13 | 19.5312
7568 | 4.4512 | 712.9639 | 33.6625 | 3.55 | 172.061
7569 | 4.456 | 697.5478 | 35.0865 | 4.97 | 341.2334
7570 | 4.447 | 628.2739 | 32.4107 | 5.41 | 516.3111
7571 | 4.4355 | 617.1866 | 29.0155 | 5.85 | 619.4053
7572 | 4.3853 | 613.9778 | 14.1589 | 6.28 | 584.1393
7573 | 4.4206 | 566.3766 | 24.6018 | 5.92 | 462.1107
7574 | 3.2207 | 558.3717 | 29.891 | 5.57 | 272.3372
7575 | 4.4677 | 565.5198 | 38.5314 | 5.21 | 88.2726
7576 | 4.4758 | 589.004 | 40.9114 | 5.05 | 0
7577 | 4.5808 | 605.8175 | 71.9714 | 4.89 | 0
7578 | 4.6326 | 644.3426 | 87.2814 | 4.73 | 0
7579 | 4.5131 | 663.1329 | 51.9414 | 4.74 | 0
7580 | 5.6711 | 691.2134 | 34.266 | 4.76 | 0
7581 | 4.417 | 678.5678 | 23.5385 | 4.78 | 0
7582 | 4.4127 | 578.9778 | 22.2766 | 4.58 | 0
7583 | 4.4005 | 492.5685 | 18.6633 | 4.38 | 0
7584 | 3.1723 | 337.0666 | 15.5767 | 4.17 | 0
7585 | 4.4331 | 348.5737 | 28.2961 | 4.01 | 0
7586 | 4.4336 | 386.7382 | 28.4649 | 3.84 | 0
7587 | 4.4284 | 415.5094 | 26.9219 | 3.67 | 0
7588 | 4.4361 | 511.6274 | 29.1764 | 3.44 | 0
7589 | 4.4029 | 778.4835 | 19.377 | 3.2 | 0
7590 | 4.388 | 964.6361 | 14.9807 | 2.97 | 0
7591 | 5.6799 | 971.8279 | 36.8714 | 2.76 | 20.5357
7592 | 4.4446 | 857.6112 | 31.699 | 2.56 | 191.6589
7593 | 4.4399 | 775.7175 | 30.3018 | 2.35 | 381.4074
7594 | 4.435 | 683.3376 | 28.8761 | 2.11 | 552.6077
7595 | 4.4437 | 635.0879 | 31.4226 | 1.87 | 614.0187
7596 | 4.4252 | 597.432 | 25.9548 | 1.63 | 575.2863
7597 | 4.4435 | 569.5416 | 31.3904 | 1.43 | 453.209
7598 | 4.4407 | 524.759 | 30.5462 | 1.24 | 266.3759
7599 | 3.2298 | 521.0114 | 32.5814 | 1.04 | 84.2855
7600 | 4.4549 | 525.992 | 34.7514 | 0.88 | 0
7601 | 4.5469 | 535.1964 | 61.9414 | 0.72 | 0
7602 | 4.6143 | 591.0132 | 81.8714 | 0.56 | 0
7603 | 5.6695 | 644.2435 | 33.8088 | 0.44 | 0
7604 | 4.428 | 620.6488 | 26.7898 | 0.32 | 0
7605 | 3.1616 | 593.9716 | 12.4122 | 0.2 | 0
7606 | 174.1036 | 486.6825 | 17.4019 | -0.01 | 0
7607 | 131.9768 | 376.0827 | 17.094 | -0.22 | 0
7608 | 90.8349 | 347.9501 | 15.1101 | -0.43 | 0
7609 | 125.2076 | 359.9392 | 28.6139 | -0.49 | 0
7610 | 125.3471 | 399.5973 | 28.3765 | -0.56 | 0
7611 | 125.0083 | 429.2637 | 28.9532 | -0.63 | 0
7612 | 132.8824 | 528.0857 | 15.5528 | -0.81 | 0
7613 | 130.9989 | 803.4928 | 18.7582 | -0.99 | 0
7614 | 126.8556 | 996.0073 | 25.8094 | -1.17 | 0
7615 | 163.3683 | 1003.9184 | 35.6714 | -0.71 | 17.2798
7616 | 119.7796 | 885.6394 | 37.8514 | -0.25 | 167.06
7617 | 4.4596 | 800.9408 | 36.1314 | 0.21 | 362.0071
7618 | 4.4264 | 705.2797 | 26.3178 | 0.62 | 514.3246
7619 | 4.452 | 655.4098 | 33.9014 | 1.03 | 552.6622
7620 | 4.4659 | 616.4183 | 38.0031 | 1.43 | 497.8331
7621 | 4.4722 | 587.5841 | 39.8514 | 1.24 | 386.8701
7622 | 4.4705 | 541.2384 | 39.3714 | 1.05 | 209.5774
7623 | 3.2496 | 537.3253 | 38.4514 | 0.86 | 66.7242
7624 | 4.4654 | 542.4036 | 37.8514 | 0.38 | 0
7625 | 108.192 | 551.7832 | 57.5714 | -0.1 | 0
7626 | 99.4837 | 609.4234 | 72.3914 | -0.57 | 0
7627 | 159.0259 | 664.3716 | 43.0614 | -0.64 | 0
7628 | 120.5318 | 639.7828 | 36.5714 | -0.71 | 0
7629 | 126.2893 | 612.2811 | 26.7731 | -0.78 | 0
7630 | 131.1341 | 501.6635 | 18.5282 | -0.64 | 0
7631 | 86.8598 | 387.8555 | 21.875 | -0.49 | 0
7632 | 130.0635 | 764.1879 | 20.3502 | -0.35 | 0
7633 | 132.2819 | 820.9553 | 16.5748 | -0.37 | 0
7634 | 132.7031 | 857.9317 | 15.858 | -0.39 | 0
7635 | 132.7189 | 884.8033 | 15.8311 | -0.41 | 0
7636 | 173.0548 | 1025.3745 | 19.1867 | -0.15 | 0
7637 | 3.2032 | 1321.2747 | 24.7296 | 0.1 | 0
7638 | 4.4209 | 1566.7691 | 24.7014 | 0.36 | 0
7639 | 4.4878 | 1789.554 | 44.4614 | 0.66 | 16.9408
7640 | 5.7109 | 1821.827 | 46.0374 | 0.97 | 165.3421
7641 | 4.49 | 1644.6641 | 45.1093 | 1.27 | 325.4946
7642 | 4.4599 | 1509.3461 | 36.2302 | 1.5 | 468.1513
7643 | 4.4384 | 1430.6306 | 29.8618 | 1.72 | 539.9996
7644 | 4.4305 | 1351.4836 | 27.5407 | 1.94 | 540.2125
7645 | 4.4271 | 1273.0937 | 26.5206 | 1.61 | 424.8091
7646 | 4.4217 | 1248.8742 | 24.9201 | 1.27 | 248.5927
7647 | 3.2102 | 1244.7671 | 26.7982 | 0.94 | 79.1822
7648 | 4.4626 | 1282.0184 | 37.0114 | 0.57 | 0
7649 | 4.475 | 1340.0294 | 40.6813 | 0.19 | 0
7650 | 160.353 | 1314.2448 | 40.8028 | -0.18 | 0
7651 | 126.4899 | 1269.3757 | 26.4317 | -0.31 | 0
7652 | 129.9065 | 1151.9537 | 20.6174 | -0.44 | 0
7653 | 138.5399 | 1052.2587 | 5.9249 | -0.57 | 0
7654 | 128.9582 | 935.044 | 22.2312 | -1.04 | 0
7655 | 123.6263 | 836.8548 | 31.305 | -1.51 | 0
7656 | 81.3588 | 702.5155 | 31.2366 | -1.99 | 0
7657 | 121.5588 | 754.9984 | 34.8235 | -2.33 | 0
7658 | 121.6288 | 787.7055 | 34.7045 | -2.67 | 0
7659 | 121.7515 | 813.2557 | 34.4956 | -3.02 | 0
7660 | 121.5921 | 945.1 | 34.7669 | -3.03 | 0
7661 | 121.4737 | 1221.6056 | 34.9684 | -3.05 | 0
7662 | 121.5094 | 1443.8466 | 34.9076 | -3.06 | 0
7663 | 166.3977 | 1644.0139 | 30.5159 | -1.41 | 9.9471
7664 | 4.4554 | 1672.4187 | 34.8849 | 0.24 | 88.607
7665 | 4.4619 | 1510.9665 | 36.8218 | 1.89 | 165.6486
7666 | 4.4627 | 1387.8517 | 37.0535 | 2.7 | 233.9278
7667 | 4.4535 | 1315.8918 | 34.3327 | 3.51 | 296.0596
7668 | 4.4485 | 1243.9916 | 32.8478 | 4.31 | 278.0243
7669 | 4.4464 | 1172.8872 | 32.2322 | 3.34 | 226.9688
7670 | 4.4553 | 1151.0227 | 34.8512 | 2.38 | 137.3711
7671 | 3.2406 | 1147.9888 | 35.7819 | 1.41 | 42.1647
7672 | 4.5083 | 1182.9095 | 50.5219 | 1.07 | 0
7673 | 5.7409 | 1236.5712 | 54.9262 | 0.73 | 0
7674 | 4.4871 | 1214.4732 | 44.2696 | 0.39 | 0
7675 | 4.485 | 1174.7531 | 43.6549 | 1.01 | 0
7676 | 4.4517 | 1068.5243 | 33.789 | 1.64 | 0
7677 | 4.4428 | 976.0525 | 31.1606 | 2.26 | 0
7678 | 4.4438 | 866.1922 | 31.4805 | 2.43 | 0
7679 | 4.4388 | 771.7105 | 29.9739 | 2.61 | 0
7680 | 3.2144 | 634.8606 | 28.0239 | 2.78 | 0
7681 | 4.4436 | 682.6491 | 31.4115 | 3.13 | 0
7682 | 4.4466 | 710.6483 | 32.2821 | 3.48 | 0
7683 | 4.4461 | 734.7651 | 32.1425 | 3.83 | 0
7684 | 4.4479 | 857.0855 | 32.6829 | 4.11 | 0
7685 | 4.4321 | 1112.4008 | 27.9977 | 4.38 | 0
7686 | 4.43 | 1309.0671 | 27.3854 | 4.66 | 0
7687 | 4.4389 | 1484.3345 | 30.0085 | 4.94 | 11.5933
7688 | 5.6693 | 1508.4719 | 33.7544 | 5.21 | 111.3221
7689 | 4.4609 | 1364.2811 | 36.5247 | 5.49 | 219.0265
7690 | 4.4592 | 1254.5779 | 36.0189 | 5.8 | 308.6546
7691 | 4.4894 | 1190.0365 | 44.9359 | 6.11 | 376.2675
7692 | 4.4634 | 1126.1024 | 37.2516 | 6.41 | 386.0332
7693 | 4.4633 | 1063.0084 | 37.226 | 6.09 | 309.2672
7694 | 4.4649 | 1043.7351 | 37.7068 | 5.76 | 173.6338
7695 | 3.2635 | 1041.8927 | 42.5514 | 5.44 | 43.0667
7696 | 4.5042 | 1074.2695 | 49.3303 | 5.64 | 0
7697 | 5.7552 | 1123.1664 | 59.1519 | 5.84 | 0
7698 | 4.5386 | 1105.143 | 59.485 | 6.04 | 0
7699 | 4.4794 | 1071.1007 | 42.0017 | 6.26 | 0
7700 | 4.4355 | 977.1835 | 29.0228 | 6.48 | 0
7701 | 4.4579 | 892.6198 | 35.628 | 6.7 | 0
7702 | 4.4506 | 790.7874 | 33.4846 | 6.66 | 0
7703 | 4.4456 | 700.2924 | 31.9845 | 6.63 | 0
7704 | 3.2247 | 659.5772 | 31.0639 | 6.59 | 0
7705 | 5.6577 | 734.3036 | 30.3139 | 6.11 | 0
7706 | 3.2218 | 681.5814 | 30.2239 | 5.63 | 0
7707 | 4.4324 | 720.1497 | 28.0839 | 5.14 | 0
7708 | 4.4332 | 844.0215 | 28.3204 | 5.04 | 0
7709 | 4.4506 | 1047.2579 | 33.4683 | 4.94 | 0
7710 | 4.3936 | 1210.6208 | 16.6295 | 4.84 | 0
7711 | 4.4607 | 1348.62 | 36.4573 | 5.26 | 10.0666
7712 | 5.6582 | 1392.8833 | 30.4739 | 5.69 | 96.2182
7713 | 4.4291 | 1317.7065 | 27.1324 | 6.11 | 182.9625
7714 | 4.4123 | 1185.0858 | 22.1636 | 6.64 | 277.7314
7715 | 4.4038 | 1095.755 | 19.6424 | 7.17 | 339.2132
7716 | 4.4007 | 1073.4344 | 18.7171 | 7.69 | 386.0327
7717 | 4.4141 | 985.0045 | 22.682 | 7.55 | 301.2982
7718 | 3.2109 | 955.2115 | 26.9954 | 7.42 | 172.0656
7719 | 4.4771 | 958.2787 | 41.3107 | 7.28 | 43.2179
7720 | 5.7049 | 972.0195 | 44.2807 | 6.62 | 0
7721 | 4.4431 | 960.9328 | 31.2446 | 5.96 | 0
7722 | 4.4554 | 951.4039 | 34.9036 | 5.3 | 0
7723 | 4.4306 | 931.81 | 27.5597 | 4.83 | 0
7724 | 4.3835 | 923.7531 | 13.6301 | 4.37 | 0
7725 | 4.3656 | 881.0585 | 8.3354 | 3.91 | 0
7726 | 4.3995 | 764.5867 | 18.3715 | 3.44 | 0
7727 | 3.1729 | 651.9356 | 15.7506 | 2.97 | 0
7728 | 4.3895 | 742.4451 | 15.4005 | 2.5 | 0
7729 | 5.6176 | 897.0708 | 18.4663 | 2.76 | 0
7730 | 3.2123 | 859.6075 | 27.4026 | 3.02 | 0
7731 | 4.4016 | 910.0975 | 18.9786 | 3.27 | 0
7732 | 4.3945 | 1151.0896 | 16.8916 | 3.12 | 0
7733 | 5.6237 | 1569.0717 | 20.2628 | 2.96 | 0
7734 | 3.1773 | 1272.9772 | 17.0532 | 2.81 | 0
7735 | 5.6915 | 1333.5449 | 40.3004 | 4.29 | 8.1306
7736 | 4.518 | 1218.301 | 53.4107 | 5.77 | 75.7178
7737 | 4.5041 | 1200.0045 | 49.3007 | 7.25 | 141.9261
7738 | 4.483 | 1066.3457 | 43.0607 | 8.77 | 191.8957
7739 | 4.4526 | 1051.5013 | 34.0673 | 10.29 | 227.2165
7740 | 4.4834 | 1048.8664 | 43.1707 | 11.81 | 213.7881
7741 | 4.4936 | 954.2222 | 46.1807 | 11.71 | 165.7256
7742 | 3.2799 | 937.8087 | 47.3807 | 11.6 | 93.4437
7743 | 4.494 | 946.5484 | 46.3107 | 11.5 | 24.4648
7744 | 4.5038 | 983.3604 | 49.2007 | 11.02 | 0
7745 | 4.5945 | 1006.4944 | 76.0307 | 10.54 | 0
7746 | 4.612 | 1075.1328 | 81.1907 | 10.06 | 0
7747 | 4.4881 | 1106.7578 | 44.5697 | 9.61 | 0
7748 | 5.6595 | 1166.3071 | 30.865 | 9.16 | 0
7749 | 4.4159 | 1162.0734 | 23.2323 | 8.71 | 0
7750 | 4.3798 | 993.373 | 12.5512 | 8.27 | 0
7751 | 4.3958 | 867.4768 | 17.2751 | 7.83 | 0
7752 | 3.1742 | 619.0003 | 16.1601 | 7.38 | 0
7753 | 4.4291 | 665.6444 | 27.1226 | 6.97 | 0
7754 | 4.425 | 692.7296 | 25.9061 | 6.56 | 0
7755 | 4.4258 | 716.3853 | 26.1517 | 6.14 | 0
7756 | 4.3999 | 836.0868 | 18.4885 | 6.51 | 0
7757 | 4.4034 | 1085.7723 | 19.5203 | 6.87 | 0
7758 | 4.4102 | 1276.9511 | 21.5299 | 7.24 | 0
7759 | 4.4761 | 1447.0658 | 41.0068 | 8.5 | 0
7760 | 5.6731 | 1470.3892 | 34.8845 | 9.75 | 66.6072
7761 | 4.4574 | 1330.0365 | 35.475 | 11.01 | 139.8003
7762 | 4.4735 | 1223.288 | 40.2439 | 11.36 | 209.9638
7763 | 4.4734 | 1160.4263 | 40.2071 | 11.7 | 255.1947
7764 | 4.4536 | 1098.2329 | 34.3571 | 12.04 | 242.5013
7765 | 4.463 | 1036.8752 | 37.1473 | 11.74 | 186.9346
7766 | 4.4609 | 1018.1502 | 36.5125 | 11.43 | 102.2475
7767 | 3.2721 | 1016.4776 | 45.0768 | 11.13 | 25.5855
7768 | 4.5064 | 1048.1584 | 49.9668 | 10.7 | 0
7769 | 5.7954 | 1095.8892 | 71.0268 | 10.27 | 0
7770 | 4.5253 | 1078.5841 | 55.5468 | 9.85 | 0
7771 | 4.4351 | 1045.6472 | 28.883 | 9.17 | 0
7772 | 4.4196 | 954.3629 | 24.3051 | 8.5 | 0
7773 | 4.3943 | 871.7746 | 16.8327 | 7.83 | 0
7774 | 4.3805 | 772.1347 | 12.75 | 7.34 | 0
7775 | 4.3911 | 683.1968 | 15.8813 | 6.85 | 0
7776 | 3.1736 | 646.1554 | 15.9654 | 6.35 | 0
7777 | 4.431 | 694.7398 | 27.6744 | 5.68 | 0
7778 | 4.4284 | 723.472 | 26.9203 | 5 | 0
7779 | 4.4371 | 747.863 | 29.4883 | 4.32 | 0
7780 | 4.3941 | 871.8812 | 16.7721 | 4.64 | 0
7781 | 4.4156 | 1130.9187 | 23.1417 | 4.95 | 0
7782 | 4.4238 | 1331.713 | 25.5668 | 5.27 | 0
7783 | 4.5134 | 1510.9464 | 52.0268 | 6.32 | 0
7784 | 5.7081 | 1535.7442 | 45.2278 | 7.36 | 77.6148
7785 | 4.5074 | 1388.7299 | 50.2712 | 8.41 | 142.4824
7786 | 4.4973 | 1276.8404 | 47.2868 | 9.49 | 201.3689
7787 | 4.4724 | 1211.0771 | 39.9265 | 10.57 | 279.3068
7788 | 4.4719 | 1145.8485 | 39.7612 | 11.65 | 260.1917
7789 | 4.4829 | 1081.4567 | 43.0162 | 11.73 | 221.9336
7790 | 4.5193 | 1061.7672 | 53.7918 | 11.8 | 136.2299
7791 | 3.2886 | 1059.7564 | 49.9591 | 11.88 | 33.3459
7792 | 4.507 | 1092.5858 | 50.1568 | 11.34 | 0
7793 | 5.8269 | 1142.2918 | 80.3268 | 10.8 | 0
7794 | 4.5853 | 1123.6543 | 73.2839 | 10.26 | 0
7795 | 4.478 | 1088.727 | 41.5731 | 10.06 | 0
7796 | 4.4412 | 992.8251 | 30.695 | 9.87 | 0
7797 | 4.3989 | 906.9073 | 18.2064 | 9.67 | 0
7798 | 4.4052 | 803.648 | 20.0658 | 9.51 | 0
7799 | 4.3975 | 712.3139 | 17.7847 | 9.35 | 0
7800 | 3.1749 | 528.1807 | 16.3658 | 9.18 | 0
7801 | 4.4326 | 568.4706 | 28.15 | 9.29 | 0
7802 | 4.4323 | 589.4632 | 28.0674 | 9.39 | 0
7803 | 4.4323 | 611.0448 | 28.0585 | 9.49 | 0
7804 | 4.4383 | 717.4985 | 29.8481 | 9.67 | 0
7805 | 4.4041 | 937.9443 | 19.7428 | 9.84 | 0
7806 | 4.4084 | 1095.4007 | 21.0063 | 10.02 | 0
7807 | 4.4312 | 1232.9106 | 27.7347 | 11.22 | 0
7808 | 5.7135 | 1250.7291 | 46.8028 | 12.43 | 111.1949
7809 | 4.4649 | 1133.2981 | 37.7061 | 13.63 | 232.5156
7810 | 4.4959 | 1044.3261 | 46.8768 | 14.32 | 336.4697
7811 | 4.4837 | 991.3517 | 43.269 | 15.01 | 387.1948
7812 | 4.4754 | 939.6999 | 40.7969 | 15.69 | 364.0288
7813 | 4.4582 | 888.9257 | 35.7266 | 15.12 | 279.588
7814 | 4.4313 | 873.6081 | 27.7681 | 14.56 | 151.4952
7815 | 3.2214 | 873.4037 | 30.1145 | 13.99 | 36
7816 | 4.5089 | 901.5501 | 50.7225 | 13.58 | 0
7817 | 5.7289 | 942.8258 | 51.3759 | 13.17 | 0
7818 | 4.4648 | 930.7064 | 37.6738 | 12.77 | 0
7819 | 4.4275 | 905.1209 | 26.6423 | 12.66 | 0
7820 | 4.4674 | 830.0597 | 38.4553 | 12.56 | 0
7821 | 4.4393 | 758.233 | 30.1498 | 12.46 | 0
7822 | 4.3679 | 669.742 | 9.0141 | 12.28 | 0
7823 | 4.4484 | 586.9021 | 32.8356 | 12.1 | 0
7824 | 3.2288 | 530.4287 | 32.2989 | 11.91 | 0
7825 | 4.4415 | 570.8646 | 30.7753 | 11.93 | 0
7826 | 4.4377 | 592.0565 | 29.6518 | 11.95 | 0
7827 | 4.4341 | 613.6576 | 28.5983 | 11.96 | 0
7828 | 4.4391 | 720.3403 | 30.0649 | 11.66 | 0
7829 | 4.4343 | 941.3406 | 28.6615 | 11.36 | 0
7830 | 4.4468 | 1099.7616 | 32.3433 | 11.07 | 0
7831 | 4.4508 | 1238.2536 | 33.5494 | 11.83 | 0
7832 | 5.6522 | 1256.256 | 28.7046 | 12.6 | 61.0252
7833 | 4.5301 | 1138.2043 | 56.983 | 13.36 | 116.3068
7834 | 4.5062 | 1048.7439 | 49.9108 | 14.09 | 142.3458
7835 | 4.5158 | 995.5096 | 52.7615 | 14.82 | 181.0847
7836 | 4.5093 | 943.5644 | 50.8307 | 15.54 | 184.7725
7837 | 4.4675 | 892.4921 | 38.4744 | 15.07 | 140.6757
7838 | 4.4416 | 877.075 | 30.829 | 14.59 | 80.3586
7839 | 3.239 | 876.8062 | 35.3042 | 14.12 | 20.6963
7840 | 4.4822 | 905.0146 | 42.8144 | 13.47 | 0
7841 | 5.7508 | 946.4376 | 57.8271 | 12.82 | 0
7842 | 4.5155 | 934.1291 | 52.6741 | 12.17 | 0
7843 | 4.5205 | 908.304 | 54.133 | 11.93 | 0
7844 | 4.4649 | 832.7765 | 37.7081 | 11.7 | 0
7845 | 4.4555 | 760.7144 | 34.9245 | 11.46 | 0
7846 | 4.471 | 672.027 | 39.4977 | 11.23 | 0
7847 | 4.452 | 589.1953 | 33.8949 | 11 | 0
7848 | 3.2159 | 581.8802 | 28.467 | 10.77 | 0
7849 | 4.4268 | 625.9567 | 26.4349 | 10.36 | 0
7850 | 4.4134 | 650.424 | 22.4849 | 9.95 | 0
7851 | 4.4084 | 673.3162 | 21.0149 | 9.53 | 0
7852 | 4.414 | 787.8632 | 22.6449 | 9.6 | 0
7853 | 4.405 | 1026.0436 | 20.0049 | 9.67 | 0
7854 | 4.376 | 1203.0972 | 11.4249 | 9.75 | 0
7855 | 4.3774 | 1359.4246 | 11.8349 | 10.49 | 0
7856 | 5.6426 | 1380.3724 | 25.8449 | 11.24 | 77.9343
7857 | 4.4423 | 1249.5288 | 31.0349 | 11.98 | 168.7327
7858 | 4.4469 | 1150.1734 | 32.3949 | 12.71 | 251.1269
7859 | 4.4491 | 1091.3929 | 33.0449 | 13.43 | 296.1079
7860 | 4.4409 | 1033.5935 | 30.6198 | 14.15 | 295.4403
7861 | 4.427 | 976.6569 | 26.4893 | 12.95 | 249.0308
7862 | 4.4271 | 959.3644 | 26.5257 | 11.74 | 137.0806
7863 | 3.2084 | 958.3656 | 26.2461 | 10.54 | 32.3555
7864 | 4.4419 | 988.6689 | 30.9049 | 10.18 | 0
7865 | 5.6615 | 1033.7945 | 31.4449 | 9.82 | 0
7866 | 4.4455 | 1018.7684 | 31.9749 | 9.46 | 0
7867 | 4.4524 | 988.9881 | 33.9949 | 9.5 | 0
7868 | 4.4444 | 904.5052 | 31.6449 | 9.55 | 0
7869 | 4.4423 | 826.2336 | 31.0349 | 9.59 | 0
7870 | 4.4475 | 730.9414 | 32.5549 | 9.47 | 0
7871 | 4.4325 | 644.0767 | 28.1149 | 9.35 | 0
7872 | 3.2095 | 578.4903 | 26.5777 | 9.22 | 0
7873 | 5.6385 | 643.766 | 24.6401 | 8.16 | 0
7874 | 3.1941 | 597.9781 | 22.0349 | 7.09 | 0
7875 | 4.4107 | 632.5496 | 21.6949 | 6.02 | 0
7876 | 4.4124 | 744.6535 | 22.1949 | 5.8 | 0
7877 | 4.4258 | 930.2934 | 26.1349 | 5.58 | 0
7878 | 4.505 | 1070.1891 | 49.5517 | 5.36 | 0
7879 | 4.4862 | 1186.3756 | 44.0058 | 6.49 | 0
7880 | 5.6773 | 1223.0715 | 36.1258 | 7.61 | 75.2856
7881 | 4.3987 | 1157.0342 | 18.1239 | 8.74 | 155.4662
7882 | 4.4242 | 1042.854 | 25.6753 | 9.73 | 198.7403
7883 | 4.4263 | 965.6003 | 26.289 | 10.72 | 233.985
7884 | 4.4271 | 945.9946 | 26.5213 | 11.71 | 222.9393
7885 | 4.44 | 870.2642 | 30.3431 | 10.61 | 172.3633
7886 | 3.2692 | 844.9027 | 44.2292 | 9.5 | 100.5538
7887 | 4.4862 | 848.4215 | 43.9858 | 8.4 | 24.5913
7888 | 5.694 | 861.8585 | 41.0558 | 8.26 | 0
7889 | 4.5429 | 854.1609 | 60.7658 | 8.12 | 0
7890 | 4.5595 | 847.638 | 65.6558 | 7.99 | 0
7891 | 4.459 | 832.0177 | 35.9497 | 8.1 | 0
7892 | 4.4222 | 824.8566 | 25.0681 | 8.22 | 0
7893 | 4.4322 | 785.1839 | 28.045 | 8.34 | 0
7894 | 4.4215 | 680.5897 | 24.8643 | 8.32 | 0
7895 | 4.4094 | 576.8271 | 21.2983 | 8.3 | 0
7896 | 3.2067 | 510.4516 | 25.7442 | 8.27 | 0
7897 | 5.6374 | 612.0478 | 24.3165 | 7.87 | 0
7898 | 3.2094 | 586.1682 | 26.5543 | 7.46 | 0
7899 | 4.4296 | 622.341 | 27.2787 | 7.05 | 0
7900 | 4.3973 | 790.8673 | 17.7159 | 7.19 | 0
7901 | 5.6304 | 1085.8878 | 22.2519 | 7.32 | 0
7902 | 3.2114 | 901.4127 | 27.158 | 7.46 | 0
7903 | 5.6979 | 936.3516 | 42.1906 | 7.56 | 0
7904 | 4.4804 | 861.2751 | 42.2883 | 7.66 | 60.5315
7905 | 4.4802 | 844.628 | 42.2411 | 7.76 | 162.2143
7906 | 4.4309 | 757.1903 | 27.6526 | 7.67 | 328.5444
7907 | 4.4352 | 744.8038 | 28.9227 | 7.58 | 405.8774
7908 | 4.4255 | 741.6269 | 26.0661 | 7.49 | 327.8304
7909 | 4.4426 | 680.8568 | 31.1131 | 7.61 | 214.087
7910 | 3.2482 | 670.5151 | 38.0306 | 7.72 | 109.5891
7911 | 4.5084 | 678.2968 | 50.5733 | 7.84 | 24.6546
7912 | 4.5317 | 705.8517 | 57.4545 | 7.85 | 0
7913 | 4.6327 | 724.7884 | 87.3126 | 7.85 | 0
7914 | 4.5218 | 772.0169 | 54.5136 | 7.86 | 0
7915 | 4.5268 | 794.5972 | 56.0106 | 7.89 | 0
7916 | 5.6938 | 831.3591 | 40.9906 | 7.93 | 0
7917 | 4.4373 | 820.3495 | 29.5409 | 7.97 | 0
7918 | 4.379 | 700.4056 | 12.2971 | 7.89 | 0
7919 | 4.4032 | 601.3644 | 19.4739 | 7.81 | 0
7920 | 3.1866 | 585.2069 | 19.8109 | 7.72 | 0
7921 | 4.4011 | 629.4832 | 18.8569 | 7.73 | 0
7922 | 4.4377 | 654.3165 | 29.659 | 7.74 | 0
7923 | 4.4323 | 677.1905 | 28.0706 | 7.74 | 0
7924 | 4.3989 | 791.9316 | 18.184 | 7.82 | 0
7925 | 4.4133 | 1030.6842 | 22.4409 | 7.9 | 0
7926 | 4.4022 | 1209.3558 | 19.1606 | 7.98 | 0
7927 | 4.4859 | 1367.3933 | 43.9206 | 8.21 | 0
7928 | 5.7076 | 1388.6834 | 45.0606 | 8.44 | 102.8947
7929 | 4.4311 | 1256.843 | 27.7097 | 8.67 | 253.2702
7930 | 4.3894 | 1156.6938 | 15.3864 | 8.79 | 409.0695
7931 | 4.4209 | 1097.5063 | 24.7007 | 8.9 | 484.5761
7932 | 4.4269 | 1039.2252 | 26.4797 | 9.01 | 447.6151
7933 | 4.448 | 981.7942 | 32.7102 | 9.09 | 331.7078
7934 | 4.4287 | 964.3323 | 27.0165 | 9.17 | 180.5263
7935 | 3.2602 | 963.1973 | 41.5606 | 9.25 | 38.2781
7936 | 4.4816 | 993.555 | 42.6406 | 8.91 | 0
7937 | 5.7548 | 1038.88 | 59.0331 | 8.57 | 0
7938 | 4.4758 | 1023.4854 | 40.9206 | 8.23 | 0
7939 | 4.4307 | 993.2659 | 27.5954 | 8.41 | 0
7940 | 4.3718 | 907.9977 | 10.1799 | 8.59 | 0
7941 | 4.435 | 829.4235 | 28.8506 | 8.77 | 0
7942 | 4.417 | 733.9569 | 23.53 | 8.77 | 0
7943 | 4.4124 | 647.3379 | 22.1781 | 8.77 | 0
7944 | 3.2052 | 518.2368 | 25.325 | 8.76 | 0
7945 | 4.4068 | 557.8284 | 20.5266 | 8.21 | 0
7946 | 4.379 | 578.1645 | 12.3079 | 7.66 | 0
7947 | 4.379 | 599.5121 | 12.3089 | 7.11 | 0
7948 | 4.4023 | 704.4938 | 19.1984 | 6.96 | 0
7949 | 4.4435 | 921.7015 | 31.3914 | 6.81 | 0
7950 | 4.4919 | 1075.4938 | 45.6975 | 6.66 | 0
7951 | 4.5098 | 1209.4716 | 50.9766 | 6.9 | 0
7952 | 5.7119 | 1226.6977 | 46.3366 | 7.14 | 95.1432
7953 | 4.4915 | 1111.7649 | 45.5566 | 7.38 | 209.0614
7954 | 4.4747 | 1024.7288 | 40.5964 | 7.31 | 318.6253
7955 | 4.4741 | 972.8337 | 40.4206 | 7.24 | 410.6995
7956 | 4.4477 | 922.329 | 32.633 | 7.16 | 432.7419
7957 | 4.4513 | 872.7058 | 33.6923 | 6.85 | 364.0406
7958 | 4.4351 | 857.758 | 28.899 | 6.55 | 203.5496
7959 | 3.2271 | 857.7083 | 31.7913 | 6.24 | 42.2053
7960 | 4.48 | 885.4622 | 42.1556 | 5.9 | 0
7961 | 5.7188 | 926.0284 | 48.374 | 5.56 | 0
7962 | 4.4682 | 914.4636 | 38.6786 | 5.23 | 0
7963 | 4.4854 | 889.6705 | 43.7754 | 4.88 | 0
7964 | 4.4589 | 816.3717 | 35.9366 | 4.53 | 0
7965 | 4.4523 | 745.7299 | 33.9934 | 4.18 | 0
7966 | 4.4442 | 658.4769 | 31.5914 | 3.87 | 0
7967 | 4.4336 | 576.3391 | 28.4614 | 3.57 | 0
7968 | 3.199 | 336.4561 | 23.4714 | 3.26 | 0
7969 | 4.4105 | 347.8574 | 21.6114 | 2.68 | 0
7970 | 4.4046 | 385.7522 | 19.8734 | 2.1 | 0
7971 | 4.4182 | 414.4971 | 23.8956 | 1.52 | 0
7972 | 4.4446 | 510.7481 | 31.7059 | 1.23 | 0
7973 | 4.4553 | 777.1712 | 34.8541 | 0.93 | 0
7974 | 4.4814 | 962.7168 | 42.5919 | 0.64 | 0
7975 | 5.7869 | 969.5212 | 68.5119 | 0.7 | 0
7976 | 4.5835 | 855.7991 | 72.7519 | 0.77 | 71.1199
7977 | 4.5344 | 774.1771 | 58.2436 | 0.83 | 181.7301
7978 | 4.5085 | 682.1938 | 50.6017 | 0.87 | 251.0997
7979 | 4.4804 | 634.0793 | 42.2987 | 0.91 | 292.9418
7980 | 4.463 | 596.5837 | 37.1472 | 0.94 | 283.1464
7981 | 4.429 | 568.777 | 27.0986 | 0.63 | 217.2526
7982 | 4.4351 | 524.1655 | 28.8917 | 0.33 | 121.8329
7983 | 3.2126 | 520.4589 | 27.5129 | 0.02 | 27.7406
7984 | 124.2555 | 525.4789 | 30.2343 | -0.19 | 0
7985 | 123.8375 | 534.7605 | 30.9456 | -0.4 | 0
7986 | 123.6721 | 590.46 | 31.2271 | -0.61 | 0
7987 | 165.5499 | 643.5945 | 31.9586 | -0.56 | 0
7988 | 123.7968 | 620.2209 | 31.015 | -0.5 | 0
7989 | 125.2423 | 593.5638 | 28.555 | -0.44 | 0
7990 | 126.9523 | 486.3646 | 25.6448 | -0.44 | 0
7991 | 85.9011 | 375.6863 | 23.5066 | -0.44 | 0
7992 | 136.1697 | 476.5074 | 9.9585 | -0.44 | 0
7993 | 134.973 | 513.1144 | 11.995 | -0.88 | 0
7994 | 137.9651 | 530.9328 | 6.903 | -1.32 | 0
7995 | 136.6416 | 551.1417 | 9.1555 | -1.76 | 0
7996 | 137.4568 | 649.4626 | 7.7681 | -1.83 | 0
7997 | 134.9848 | 852.2522 | 11.975 | -1.9 | 0
7998 | 130.226 | 991.3042 | 20.0736 | -1.97 | 0
7999 | 122.303 | 1111.3176 | 33.557 | -1.41 | 0
8000 | 162.6981 | 1126.2912 | 36.812 | -0.84 | 84.5585
8001 | 120.5131 | 1021.5807 | 36.6032 | -0.28 | 228.8553
8002 | 4.4796 | 942.4313 | 42.0381 | 0.15 | 256.0035
8003 | 4.4754 | 894.9909 | 40.7933 | 0.58 | 284.3331
8004 | 4.4745 | 849.1414 | 40.5533 | 1.01 | 282.5156
8005 | 4.4811 | 804.1708 | 42.4795 | 0.58 | 224.0823
8006 | 3.2618 | 790.7009 | 42.0533 | 0.14 | 138.8287
8007 | 114.6663 | 791.1631 | 46.5533 | -0.29 | 30.481
8008 | 110.6471 | 817.1449 | 53.3933 | -0.64 | 0
8009 | 145.1161 | 854.6724 | 66.7333 | -0.99 | 0
8010 | 101.692 | 845.1383 | 68.6333 | -1.33 | 0
8011 | 111.1701 | 823.388 | 52.5033 | -1.49 | 0
8012 | 118.588 | 757.1671 | 39.8793 | -1.64 | 0
8013 | 122.5677 | 691.6502 | 33.1067 | -1.79 | 0
8014 | 122.8726 | 609.9813 | 32.5877 | -2.04 | 0
8015 | 82.7925 | 531.5697 | 28.7968 | -2.28 | 0
8016 | 125.3833 | 745.7145 | 28.315 | -2.53 | 0
8017 | 126.2118 | 801.2053 | 26.905 | -2.62 | 0
8018 | 126.5585 | 836.8736 | 26.315 | -2.71 | 0
8019 | 128.1744 | 863.3687 | 23.565 | -2.81 | 0
8020 | 130.0777 | 1001.3857 | 20.326 | -2.82 | 0
8021 | 131.5923 | 1291.579 | 17.7485 | -2.83 | 0
8022 | 135.6459 | 1530.0294 | 10.8498 | -2.84 | 0
8023 | 134.3567 | 1745.9334 | 13.0439 | -1.58 | 0
8024 | 177.874 | 1777.0188 | 10.9854 | -0.33 | 51.5732
8025 | 4.414 | 1604.5942 | 22.6689 | 0.93 | 130.1752
8026 | 4.4179 | 1472.9609 | 23.8038 | 1.91 | 199.0694
8027 | 4.4272 | 1396.2781 | 26.57 | 2.89 | 277.9944
8028 | 4.4213 | 1319.3215 | 24.8152 | 3.86 | 290.2035
8029 | 4.4199 | 1243.1358 | 24.4061 | 3.06 | 222.8052
8030 | 4.4175 | 1219.6309 | 23.685 | 2.25 | 132.2555
8031 | 3.2153 | 1215.8622 | 28.2848 | 1.45 | 28.4614
8032 | 4.456 | 1252.4309 | 35.0618 | 1.76 | 0
8033 | 5.687 | 1309.1467 | 38.9698 | 2.06 | 0
8034 | 4.4868 | 1284.5031 | 44.1701 | 2.37 | 0
8035 | 4.4674 | 1241.2112 | 38.4504 | 2.57 | 0
8036 | 4.4697 | 1127.1813 | 39.1282 | 2.78 | 0
8037 | 4.4951 | 1029.6311 | 46.6408 | 2.98 | 0
8038 | 4.4666 | 914.5713 | 38.2023 | 2.93 | 0
8039 | 3.2346 | 817.3962 | 33.9927 | 2.88 | 0
8040 | 4.4602 | 974.3063 | 36.3285 | 2.83 | 0
8041 | 4.4732 | 1007.1457 | 40.1557 | 2.67 | 0
8042 | 4.4512 | 1042.9275 | 33.654 | 2.5 | 0
8043 | 4.4566 | 1052.4283 | 35.2497 | 2.33 | 0
8044 | 4.4582 | 1194.7322 | 35.7283 | 2.34 | 0
8045 | 4.4901 | 1427.6404 | 45.1493 | 2.35 | 0
8046 | 4.4745 | 1846.3797 | 40.5451 | 2.35 | 0
8047 | 4.4154 | 1933.9122 | 23.08 | 2.76 | 0
8048 | 5.7379 | 1975.4017 | 54.0345 | 3.16 | 60.425
8049 | 4.5008 | 1862.7543 | 48.3245 | 3.57 | 144.6306
8050 | 4.4428 | 1782.2609 | 31.159 | 3.84 | 216.7185
8051 | 4.4415 | 1663.3347 | 30.7927 | 4.11 | 281.6274
8052 | 4.4352 | 1573.1001 | 28.9283 | 4.39 | 281.4993
8053 | 4.4472 | 1543.4828 | 32.4659 | 4.04 | 245.1968
8054 | 4.4726 | 1513.9797 | 39.9745 | 3.7 | 147.7429
8055 | 3.2553 | 1440.8561 | 40.1345 | 3.35 | 19.5436
8056 | 4.5008 | 1448.9743 | 48.3045 | 3.4 | 0
8057 | 5.824 | 1450.9279 | 79.4945 | 3.46 | 0
8058 | 4.6623 | 1313.4962 | 96.0645 | 3.51 | 0
8059 | 4.5173 | 1300.013 | 53.2003 | 3.45 | 0
8060 | 4.4848 | 1268.6704 | 43.5916 | 3.4 | 0
8061 | 4.4872 | 1250.3031 | 44.3108 | 3.35 | 0
8062 | 4.4301 | 1098.778 | 27.4255 | 3.43 | 0
8063 | 3.1726 | 1025.6904 | 15.6768 | 3.51 | 0
8064 | 4.3919 | 1115.8338 | 16.1379 | 3.59 | 0
8065 | 5.6071 | 1139.5095 | 15.3581 | 3.54 | 0
8066 | 3.1735 | 1112.8359 | 15.9442 | 3.49 | 0
8067 | 4.3916 | 1285.6803 | 16.0483 | 3.45 | 0
8068 | 4.4044 | 1480.8824 | 19.8217 | 3.56 | 0
8069 | 5.6302 | 1892.2381 | 22.1838 | 3.68 | 0
8070 | 3.2166 | 1682.5061 | 28.6745 | 3.79 | 0
8071 | 4.482 | 1735.3058 | 42.7645 | 4.17 | 0
8072 | 5.7025 | 1758.5084 | 43.5671 | 4.55 | 52.3995
8073 | 4.4576 | 1616.3189 | 35.5515 | 4.93 | 117.3569
8074 | 4.4198 | 1530.6369 | 24.3718 | 4.7 | 153.9372
8075 | 4.4463 | 1519.7133 | 32.2184 | 4.48 | 222.1695
8076 | 4.4286 | 1477.4384 | 26.9665 | 4.26 | 143.4629
8077 | 4.4692 | 1364.4608 | 38.9824 | 3.68 | 94.4682
8078 | 3.2413 | 1355.1798 | 35.9742 | 3.1 | 50.8276
8079 | 4.514 | 1381.2315 | 52.2045 | 2.52 | 7.1421
8080 | 4.5314 | 1428.9311 | 57.3745 | 2.27 | 0
8081 | 4.6233 | 1447.9663 | 84.5345 | 2.01 | 0
8082 | 4.6235 | 1466.4539 | 84.5745 | 1.76 | 0
8083 | 5.7117 | 1507.5966 | 46.2954 | 1.24 | 0
8084 | 3.2406 | 1424.8009 | 35.7758 | 0.73 | 0
8085 | 4.4301 | 1491.3599 | 27.4126 | 0.22 | 0
8086 | 175.0613 | 1279.039 | 15.772 | -0.14 | 0
8087 | 123.1267 | 1214.393 | 32.1553 | -0.49 | 0
8088 | 81.5472 | 970.623 | 30.916 | -0.84 | 0
8089 | 125.3999 | 1015.3421 | 28.2867 | -1.81 | 0
8090 | 126.0908 | 1048.931 | 27.1109 | -2.78 | 0
8091 | 125.126 | 1086.8926 | 28.7528 | -3.75 | 0
8092 | 124.7805 | 1228.8367 | 29.3409 | -3.79 | 0
8093 | 121.4564 | 1563.4564 | 34.9979 | -3.83 | 0
8094 | 109.7556 | 1890.1886 | 54.9104 | -3.87 | 0
8095 | 102.1336 | 2150.971 | 67.8818 | -2.76 | 0
8096 | 147.742 | 2194.8665 | 62.2645 | -1.65 | 38.6425
8097 | 115.845 | 2101.6097 | 44.5474 | -0.54 | 111.8853
8098 | 4.4664 | 1999.409 | 38.1558 | 0.06 | 164.2343
8099 | 4.4452 | 1899.8702 | 31.8869 | 0.66 | 224.8111
8100 | 4.4576 | 1801.2897 | 35.5431 | 1.27 | 193.4295
8101 | 4.4861 | 1716.2953 | 43.9758 | 0.67 | 117.1059
8102 | 3.2646 | 1700.594 | 42.858 | 0.08 | 67.5542
8103 | 113.331 | 1701.6872 | 48.8258 | -0.52 | 9.6054
8104 | 105.4065 | 1715.0036 | 62.3118 | -0.73 | 0
8105 | 136.4726 | 1719.3763 | 81.443 | -0.95 | 0
8106 | 110.9226 | 1689.6134 | 52.9245 | -1.16 | 0
8107 | 110.729 | 1532.6641 | 53.2539 | -1.69 | 0
8108 | 110.7596 | 1363.6974 | 53.2019 | -2.21 | 0
8109 | 121.8478 | 1253.8446 | 34.3318 | -2.73 | 0
8110 | 125.6799 | 1160.85 | 27.8103 | -2.99 | 0
8111 | 126.4788 | 1039.2421 | 26.4506 | -3.25 | 0
8112 | 85.1074 | 999.5966 | 24.8572 | -3.5 | 0
8113 | 129.6958 | 1045.5889 | 20.9759 | -3.56 | 0
8114 | 129.8827 | 1080.2415 | 20.6578 | -3.61 | 0
8115 | 132.0066 | 1119.1766 | 17.0433 | -3.66 | 0
8116 | 134.7399 | 1264.9054 | 12.3918 | -3.85 | 0
8117 | 127.9268 | 1608.2438 | 23.9864 | -4.04 | 0
8118 | 121.3116 | 1945.927 | 35.2443 | -4.24 | 0
8119 | 117.2365 | 2215.6331 | 42.1793 | -2.92 | 0
8120 | 156.4286 | 2261.0697 | 47.4815 | -1.6 | 53.8506
8121 | 124.6242 | 2164.8433 | 29.6068 | -0.28 | 138.7773
8122 | 4.4379 | 2059.4185 | 29.7246 | 0.62 | 182.4046
8123 | 4.4303 | 1956.7888 | 27.4823 | 1.52 | 270.6637
8124 | 4.434 | 1854.9722 | 28.5786 | 2.42 | 224.3366
8125 | 3.2495 | 1767.1515 | 38.4206 | 1.16 | 167.0935
8126 | 124.9086 | 1750.8959 | 29.1229 | -0.09 | 98.3226
8127 | 124.0945 | 1751.9665 | 30.5083 | -1.35 | 12.6744
8128 | 121.0591 | 1765.4474 | 35.6739 | -1.73 | 0
8129 | 167.0926 | 1769.73 | 29.3334 | -2.12 | 0
8130 | 121.9682 | 1738.8245 | 34.1268 | -2.5 | 0
8131 | 117.7524 | 1576.6438 | 41.3014 | -2.91 | 0
8132 | 123.158 | 1402.1916 | 32.1021 | -3.32 | 0
8133 | 118.095 | 1289.2724 | 40.7183 | -3.72 | 0
8134 | 128.1251 | 1194.0555 | 23.6489 | -3.93 | 0
8135 | 137.3985 | 1069.8743 | 7.8673 | -4.14 | 0
8136 | 97.1047 | 851.2025 | 4.44 | -4.35 | 0
8137 | 139.735 | 890.8748 | 3.891 | -4.6 | 0
8138 | 140.8864 | 919.8803 | 1.9315 | -4.85 | 0
8139 | 140.8159 | 954.3505 | 2.0515 | -5.09 | 0
8140 | 140.0845 | 1082.1725 | 3.2962 | -5.14 | 0
8141 | 137.4722 | 1385.0026 | 7.7418 | -5.19 | 0
8142 | 120.1152 | 1662.6872 | 37.2804 | -5.25 | 0
8143 | 108.5143 | 1882.9689 | 57.0229 | -3.6 | 0
8144 | 154.6443 | 1919.7588 | 50.5181 | -1.96 | 60.7571
8145 | 124.1273 | 1839.3481 | 30.4525 | -0.32 | 170.3804
8146 | 4.4312 | 1751.0029 | 27.733 | 0.73 | 215.3399
8147 | 4.4289 | 1664.5944 | 27.0632 | 1.78 | 263.9435
8148 | 4.428 | 1580.3102 | 26.8015 | 2.83 | 242.4934
8149 | 4.4277 | 1507.909 | 26.7215 | 1.62 | 186.3904
8150 | 3.2112 | 1494.7724 | 27.0915 | 0.41 | 84.9006
8151 | 124.8859 | 1496.1386 | 29.1615 | -0.8 | 10.9791
8152 | 124.0574 | 1509.5377 | 30.5715 | -1.53 | 0
8153 | 159.3118 | 1515.0023 | 42.5749 | -2.26 | 0
8154 | 120.8784 | 1490.7784 | 35.9815 | -2.99 | 0
8155 | 125.9553 | 1357.1757 | 27.3415 | -3.22 | 0
8156 | 128.4919 | 1212.2607 | 23.0248 | -3.45 | 0
8157 | 128.6301 | 1114.3524 | 22.7895 | -3.67 | 0
8158 | 129.4953 | 1028.71 | 21.3171 | -3.68 | 0
8159 | 95.97 | 914.2576 | 6.3711 | -3.69 | 0
8160 | 136.9006 | 1050.1814 | 8.7146 | -3.69 | 0
8161 | 136.2263 | 1098.2896 | 9.8621 | -3.12 | 0
8162 | 137.4951 | 1134.9053 | 7.7029 | -2.54 | 0
8163 | 137.0757 | 1175.2628 | 8.4166 | -1.96 | 0
8164 | 137.2338 | 1326.8135 | 8.1475 | -2.08 | 0
8165 | 140.8325 | 1683.1682 | 2.0232 | -2.19 | 0
8166 | 137.1733 | 2042.051 | 8.2505 | -2.31 | 0
8167 | 176.8229 | 2329.3156 | 12.7741 | -0.98 | 0
8168 | 130.1755 | 2377.8437 | 20.1596 | 0.34 | 30.9954
8169 | 123.4142 | 2276.1102 | 31.6661 | 1.66 | 94.7684
8170 | 4.437 | 2164.7551 | 29.444 | 2.62 | 181.1277
8171 | 4.4269 | 2056.5212 | 26.4846 | 3.59 | 215.2338
8172 | 4.4263 | 1948.5451 | 26.3065 | 4.56 | 208.7397
8173 | 4.4265 | 1855.2879 | 26.3475 | 3.03 | 120.4217
8174 | 3.2125 | 1837.9155 | 27.4555 | 1.5 | 51.3818
8175 | 121.7059 | 1838.851 | 34.5732 | -0.03 | 7.5777
8176 | 117.4694 | 1852.2145 | 41.783 | -0.47 | 0
8177 | 145.5511 | 1855.9564 | 65.993 | -0.92 | 0
8178 | 97.1088 | 1822.6149 | 76.433 | -1.36 | 0
8179 | 105.2883 | 1650.3515 | 62.513 | -1.5 | 0
8180 | 110.5768 | 1465.5551 | 53.513 | -1.63 | 0
8181 | 111.3396 | 1347.6516 | 52.2147 | -1.76 | 0
8182 | 112.0494 | 1249.5163 | 51.0069 | -1.82 | 0
8183 | 79.4336 | 1122.678 | 34.513 | -1.87 | 0
8184 | 117.2343 | 1343.6187 | 42.183 | -1.92 | 0
8185 | 122.3406 | 1370.3019 | 33.493 | -1.89 | 0
8186 | 123.4571 | 1383.6436 | 31.593 | -1.85 | 0
8187 | 124.0153 | 1445.5816 | 30.643 | -1.81 | 0
8188 | 127.4856 | 1567.8936 | 24.7372 | -1.84 | 0
8189 | 123.3541 | 2044.727 | 31.7682 | -1.87 | 0
8190 | 127.3974 | 2499.7867 | 24.8873 | -1.9 | 0
8191 | 122.9668 | 2813.3818 | 32.4273 | -0.95 | 0
8192 | 162.7903 | 2854.7481 | 36.655 | -0.01 | 40.2326
8193 | 122.4613 | 2808.6118 | 33.2878 | 0.93 | 115.8388
8194 | 122.5056 | 2692.1161 | 33.2123 | 1.62 | 174.8756
8195 | 121.3245 | 2635.8804 | 35.2223 | 2.32 | 170.5573
8196 | 123.1109 | 2496.0939 | 32.1823 | 3.02 | 185.028
8197 | 84.4992 | 2320.084 | 25.8923 | 2.12 | 144.2165
8198 | 170.7834 | 2344.3071 | 23.0523 | 1.21 | 102.0412
8199 | 86.1386 | 2276.5943 | 23.1023 | 0.31 | 12.854
8200 | 125.144 | 2203.7024 | 28.7223 | -0.02 | 0
8201 | 165.0248 | 2208.2497 | 32.8523 | -0.34 | 0
8202 | 124.621 | 2118.0281 | 29.6123 | -0.67 | 0
8203 | 127.245 | 1921.5968 | 25.1466 | -0.79 | 0
8204 | 129.536 | 1698.1092 | 21.2478 | -0.91 | 0
8205 | 133.7428 | 1597.3013 | 14.0886 | -1.02 | 0
8206 | 136.8136 | 1528.1693 | 8.8626 | -1.08 | 0
8207 | 99.0656 | 1392.4016 | 1.103 | -1.13 | 0
8208 | 144.5492 | 1600.0722 | -4.3019 | -1.18 | 0
8209 | 140.1976 | 1644.8096 | 3.1037 | -0.91 | 0
8210 | 189.954 | 1678.9541 | -9.5726 | -0.64 | 0
8211 | 94.6962 | 1666.4356 | 8.5388 | -0.37 | 0
8212 | 140.171 | 1852.2455 | 3.149 | -0.3 | 0
8213 | 141.273 | 2116.0233 | 1.2736 | -0.23 | 0
8214 | 169.7144 | 2695.7769 | 24.8714 | -0.16 | 0
8215 | 121.7269 | 3010.3522 | 34.5376 | 0.99 | 0
8216 | 120.186 | 2935.7743 | 37.1599 | 2.13 | 58.3988
8217 | 78.7301 | 2776.6436 | 35.7103 | 3.28 | 176.3537
8218 | 163.3348 | 2800.0047 | 35.7283 | 4.51 | 287.3599
8219 | 118.9489 | 2680.7487 | 39.2652 | 5.74 | 293.2051
8220 | 118.551 | 2549.0334 | 39.9423 | 6.97 | 275.7844
8221 | 113.3867 | 2537.6914 | 48.7311 | 5.17 | 217.7256
8222 | 121.171 | 2424.8555 | 35.4836 | 3.36 | 114.3046
8223 | 3.2886 | 2115.8201 | 49.9666 | 1.56 | 14.6798
8224 | 5.7441 | 2195.451 | 55.8466 | 1.07 | 0
8225 | 4.6227 | 2055.8895 | 84.3566 | 0.57 | 0
8226 | 4.5723 | 1851.4035 | 69.4566 | 0.08 | 0
8227 | 3.3244 | 1822.4307 | 60.5566 | 0.05 | 0
8228 | 5.6728 | 1865.9788 | 34.7859 | 0.03 | 0
8229 | 4.494 | 1800.6734 | 46.3025 | 0.01 | 0
8230 | 4.4626 | 1576.2373 | 37.0245 | 0.26 | 0
8231 | 3.2162 | 1469.5462 | 28.5509 | 0.51 | 0
8232 | 4.4293 | 1482.8728 | 27.1699 | 0.77 | 0
8233 | 4.4255 | 1488.0898 | 26.0601 | 1.07 | 0
8234 | 4.4229 | 1495.0251 | 25.2823 | 1.37 | 0
8235 | 4.4228 | 1716.0454 | 25.2673 | 1.68 | 0
8236 | 4.426 | 1869.1117 | 26.2058 | 1.87 | 0
8237 | 163.0138 | 2366.8981 | 36.2748 | 2.06 | 0
8238 | 62.9697 | 2294.7692 | 62.5315 | 2.24 | 0
8239 | 144.9247 | 2432.5662 | 67.059 | 3.5 | 0
8240 | 100.617 | 2327.0202 | 70.4627 | 4.75 | 25.2227
8241 | 103.2368 | 2269.8816 | 66.0043 | 6.01 | 95.5737
8242 | 4.5257 | 2197.7218 | 55.688 | 6.77 | 136.8069
8243 | 4.513 | 2070.1883 | 51.9301 | 7.53 | 172.9569
8244 | 4.5036 | 1947.8717 | 49.1368 | 8.29 | 167.4236
8245 | 4.4997 | 1936.3025 | 48.0053 | 7.33 | 139.0889
8246 | 3.2536 | 1819.1874 | 39.6218 | 6.38 | 66.0185
8247 | 4.5137 | 1866.5061 | 52.1304 | 5.42 | 9.0337
8248 | 4.5194 | 1883.2922 | 53.8104 | 5.05 | 0
8249 | 5.8188 | 1962.3718 | 77.9304 | 4.67 | 0
8250 | 4.5824 | 1952.583 | 72.4404 | 4.3 | 0
8251 | 4.5225 | 1878.1528 | 54.7304 | 3.98 | 0
8252 | 3.2914 | 1782.9167 | 50.8004 | 3.66 | 0
8253 | 5.6696 | 1815.1057 | 33.8422 | 3.35 | 0
8254 | 4.448 | 1735.3499 | 32.6957 | 3.17 | 0
8255 | 4.4394 | 1593.6978 | 30.1573 | 2.99 | 0
8256 | 3.2051 | 974.7787 | 25.2842 | 2.82 | 0
8257 | 4.4043 | 1019.6739 | 19.7983 | 2.77 | 0
8258 | 4.4043 | 1053.4218 | 19.794 | 2.73 | 0
8259 | 4.4149 | 1091.5062 | 22.9135 | 2.69 | 0
8260 | 4.4202 | 1233.9454 | 24.4999 | 2.6 | 0
8261 | 4.4264 | 1569.6817 | 26.3078 | 2.51 | 0
8262 | 4.4822 | 1898.1109 | 42.8104 | 2.42 | 0
8263 | 4.5223 | 2160.2933 | 54.6804 | 3.41 | 0
8264 | 5.7671 | 2204.4342 | 62.6604 | 4.39 | 37.0872
8265 | 4.5567 | 2110.7319 | 64.8304 | 5.37 | 140.1975
8266 | 4.5144 | 2008.0505 | 52.3309 | 6.68 | 185.9092
8267 | 4.5177 | 1908.0557 | 53.3216 | 7.99 | 258.1692
8268 | 4.4939 | 1808.9802 | 46.2764 | 9.3 | 290.0691
8269 | 4.5249 | 1723.5499 | 55.4358 | 8.25 | 211.4464
8270 | 3.3074 | 1707.7601 | 55.5252 | 7.21 | 126.4167
8271 | 4.5322 | 1708.8442 | 57.5904 | 6.16 | 16.0864
8272 | 4.5494 | 1722.1597 | 62.6904 | 5.28 | 0
8273 | 5.8375 | 1726.4961 | 83.4604 | 4.4 | 0
8274 | 4.6347 | 1696.5426 | 87.9104 | 3.52 | 0
8275 | 4.5568 | 1538.7853 | 64.8826 | 3.29 | 0
8276 | 4.5015 | 1368.9853 | 48.5187 | 3.06 | 0
8277 | 4.4633 | 1258.7151 | 37.2382 | 2.83 | 0
8278 | 4.4456 | 1165.4601 | 31.9942 | 2.5 | 0
8279 | 3.1962 | 1043.5946 | 22.6625 | 2.17 | 0
8280 | 4.4351 | 1160.2079 | 28.8899 | 1.84 | 0
8281 | 4.4115 | 1212.9809 | 21.9202 | 1.69 | 0
8282 | 4.4083 | 1253.8046 | 20.9641 | 1.55 | 0
8283 | 4.4112 | 1297.4177 | 21.8402 | 1.41 | 0
8284 | 4.417 | 1462.0897 | 23.5324 | 1.14 | 0
8285 | 4.4504 | 1848.042 | 33.4202 | 0.88 | 0
8286 | 111.8554 | 2251.823 | 51.3369 | 0.61 | 0
8287 | 100.2247 | 2576.1253 | 71.1304 | 2.18 | 0
8288 | 141.5099 | 2631.1439 | 72.8704 | 3.74 | 36.6258
8289 | 104.8609 | 2517.62 | 63.2404 | 5.31 | 138.438
8290 | 105.1077 | 2393.5415 | 62.8204 | 6.37 | 189.2279
8291 | 109.2033 | 2273.2392 | 55.8504 | 7.44 | 252.1413
8292 | 4.4734 | 2152.1628 | 40.2068 | 8.51 | 225.9145
8293 | 4.4937 | 2047.3733 | 46.2202 | 7.95 | 172.9526
8294 | 3.2752 | 2027.6588 | 46.0112 | 7.38 | 96.1809
8295 | 4.5097 | 2028.3562 | 50.9518 | 6.82 | 12.356
8296 | 4.5446 | 2041.7002 | 61.2704 | 6.31 | 0
8297 | 5.8304 | 2044.4896 | 81.363 | 5.79 | 0
8298 | 4.5759 | 2006.1066 | 70.5298 | 5.28 | 0
8299 | 4.5234 | 1812.466 | 55.0019 | 4.92 | 0
8300 | 4.4806 | 1605.6173 | 42.3597 | 4.56 | 0
8301 | 4.4282 | 1476.6573 | 26.8511 | 4.21 | 0
8302 | 4.445 | 1371.6135 | 31.814 | 4.17 | 0
8303 | 3.1849 | 1237.9256 | 19.3149 | 4.14 | 0
8304 | 4.4049 | 1435.5402 | 19.9573 | 4.11 | 0
8305 | 4.4382 | 1463.8674 | 29.8202 | 4.44 | 0
8306 | 4.4376 | 1478.031 | 29.6203 | 4.78 | 0
8307 | 4.4078 | 1543.6317 | 20.8318 | 5.12 | 0
8308 | 4.4253 | 1672.0073 | 25.9962 | 5.06 | 0
8309 | 4.4306 | 2177.2066 | 27.5748 | 5 | 0
8310 | 115.5266 | 2669.2283 | 45.0892 | 4.94 | 0
8311 | 103.8861 | 3009.7814 | 64.8992 | 5.22 | 0
8312 | 140.8172 | 3053.911 | 74.0492 | 5.49 | 58.7893
8313 | 101.8078 | 3004.5641 | 68.4362 | 5.77 | 236.1449
8314 | 108.649 | 2879.6335 | 56.7936 | 5.68 | 372.8865
8315 | 110.6361 | 2819.6263 | 53.412 | 5.59 | 438.8949
8316 | 115.5157 | 2668.8351 | 45.1079 | 5.5 | 392.0713
8317 | 72.1177 | 2479.2821 | 46.9633 | 5.19 | 213.0083
8318 | 157.2784 | 2505.519 | 46.0353 | 4.89 | 89.9706
8319 | 112.6267 | 2432.1008 | 50.0244 | 4.58 | 11.5343
8320 | 61.6342 | 2352.2028 | 64.8043 | 4.27 | 0
8321 | 137.339 | 2356.2329 | 79.9685 | 3.95 | 0
8322 | 99.0228 | 2258.367 | 73.1757 | 3.64 | 0
8323 | 4.5241 | 2046.3061 | 55.2082 | 3.04 | 0
8324 | 4.4904 | 1805.7675 | 45.2301 | 2.44 | 0
8325 | 4.4919 | 1699.2394 | 45.6717 | 1.85 | 0
8326 | 4.5207 | 1627.4431 | 54.2108 | 1.41 | 0
8327 | 3.2689 | 1487.0526 | 44.1482 | 0.97 | 0
8328 | 4.4478 | 1509.9446 | 32.6555 | 0.54 | 0
8329 | 4.4621 | 1539.5887 | 36.8652 | 0.34 | 0
8330 | 4.4616 | 1554.4108 | 36.7234 | 0.14 | 0
8331 | 119.3798 | 1622.9325 | 38.5319 | -0.05 | 0
8332 | 120.5056 | 1756.0406 | 36.616 | -0.07 | 0
8333 | 121.2381 | 2283.8763 | 35.3694 | -0.09 | 0
8334 | 163.287 | 2806.2601 | 35.8098 | -0.11 | 0
8335 | 75.911 | 3169.0529 | 40.5079 | 0.19 | 0
8336 | 161.6733 | 3215.4141 | 38.556 | 0.49 | 32.471
8337 | 117.176 | 3163.4644 | 42.2823 | 0.79 | 122.2013
8338 | 118.777 | 3031.6709 | 39.5577 | 1.14 | 205.2056
8339 | 119.2047 | 2968.6168 | 38.8298 | 1.49 | 288.3345
8340 | 119.1719 | 2808.8082 | 38.8857 | 1.84 | 325.4923
8341 | 77.8719 | 2608.1785 | 37.1707 | 1.68 | 262.5178
8342 | 162.2685 | 2636.0726 | 37.5431 | 1.53 | 165.416
8343 | 110.7329 | 2557.9546 | 53.2473 | 1.37 | 21.3478
8344 | 63.1043 | 2472.2321 | 62.3025 | 1.14 | 0
8345 | 142.1641 | 2475.7804 | 71.7572 | 0.91 | 0
8346 | 106.6691 | 2371.6149 | 60.1632 | 0.68 | 0
8347 | 3.2455 | 2146.7362 | 37.239 | 0.33 | 0
8348 | 168.7502 | 1892.2617 | 26.5124 | -0.02 | 0
8349 | 126.7981 | 1781.1932 | 25.9072 | -0.36 | 0
8350 | 125.854 | 1707.3974 | 27.5139 | -0.41 | 0
8351 | 125.4087 | 1563.6201 | 28.2717 | -0.45 | 0
8352 | 92.5695 | 1485.1528 | 12.1582 | -0.49 | 0
8353 | 140.48 | 1514.3677 | 2.6232 | -0.5 | 0
8354 | 139.9025 | 1528.9752 | 3.606 | -0.51 | 0
8355 | 148.8314 | 1596.5542 | -11.5894 | -0.51 | 0
8356 | 140.3264 | 1728.2081 | 2.8845 | -0.32 | 0
8357 | 184.9666 | 2248.7278 | -1.085 | -0.13 | 0
8358 | 98.8284 | 2760.6845 | 1.5065 | 0.05 | 0
8359 | 141.4227 | 3115.774 | 1.0189 | 0.94 | 0
8360 | 182.563 | 3161.3952 | 3.0054 | 1.82 | 28.1501
8361 | 138.5508 | 3110.3156 | 5.9062 | 2.71 | 108.2761
8362 | 133.4802 | 2980.8336 | 14.5356 | 3.28 | 142.8292
8363 | 125.3911 | 2918.7907 | 28.3017 | 3.85 | 152.2507
8364 | 124.7271 | 2762.0635 | 29.4317 | 4.43 | 116.1838
8365 | 82.5222 | 2565.2045 | 29.2567 | 4.21 | 95.945
8366 | 164.8991 | 2592.5275 | 33.0663 | 4 | 55.945
8367 | 120.0463 | 2516.0325 | 37.3976 | 3.78 | 8.0508
8368 | 75.0819 | 2432.3583 | 41.9187 | 3.97 | 0
8369 | 158.5239 | 2436.1112 | 43.9156 | 4.15 | 0
8370 | 111.627 | 2334.1231 | 51.7256 | 4.34 | 0
8371 | 4.488 | 2113.632 | 44.5456 | 4.31 | 0
8372 | 4.4645 | 1863.8948 | 37.5829 | 4.29 | 0
8373 | 4.4625 | 1754.2765 | 37.0063 | 4.27 | 0
8374 | 4.4619 | 1681.037 | 36.8038 | 4.2 | 0
8375 | 4.4243 | 1538.1399 | 25.696 | 4.13 | 0
8376 | 3.2071 | 1031.3106 | 25.8798 | 4.06 | 0
8377 | 4.4143 | 1065.7236 | 22.7474 | 3.21 | 0
8378 | 4.3782 | 1103.8264 | 12.0647 | 2.37 | 0
8379 | 4.3721 | 1113.0133 | 10.2717 | 1.53 | 0
8380 | 4.4037 | 1262.1364 | 19.6017 | 1.3 | 0
8381 | 4.4305 | 1503.2287 | 27.5204 | 1.08 | 0
8382 | 4.4855 | 1951.5259 | 43.7807 | 0.85 | 0
8383 | 4.5334 | 2045.9042 | 57.9664 | 1.26 | 0
8384 | 5.7527 | 2090.5582 | 58.4156 | 1.66 | 38.9591
8385 | 4.4722 | 1970.4767 | 39.8573 | 2.07 | 159.8895
8386 | 4.4241 | 1884.9588 | 25.6553 | 2.06 | 181.3221
8387 | 4.4209 | 1758.4516 | 24.6915 | 2.06 | 160.7828
8388 | 4.4243 | 1662.0652 | 25.6889 | 2.06 | 111.166
8389 | 4.4287 | 1630.4133 | 27.0049 | 1.72 | 88.9381
8390 | 4.4433 | 1598.7363 | 31.3228 | 1.39 | 67.6089
8391 | 3.2853 | 1520.2718 | 48.9901 | 1.05 | 9.4249
8392 | 4.4985 | 1528.0279 | 47.6419 | 0.63 | 0
8393 | 4.5398 | 1529.3332 | 59.8434 | 0.2 | 0
8394 | 151.7684 | 1381.7416 | 55.4123 | -0.22 | 0
8395 | 116.1962 | 1367.3589 | 43.9497 | -0.32 | 0
8396 | 117.1568 | 1334.3516 | 42.315 | -0.42 | 0
8397 | 125.4156 | 1316.7056 | 28.2599 | -0.52 | 0
8398 | 126.5764 | 1157.467 | 26.2845 | -0.59 | 0
8399 | 125.3206 | 1084.1978 | 28.4217 | -0.65 | 0
8400 | 83.8297 | 892.7301 | 27.0317 | -0.71 | 0
8401 | 169.015 | 913.2354 | 26.0617 | -0.72 | 0
8402 | 85.7335 | 893.3966 | 23.7917 | -0.73 | 0
8403 | 126.913 | 1029.1212 | 25.7117 | -0.73 | 0
8404 | 125.9611 | 1189.0236 | 27.3317 | -0.83 | 0
8405 | 166.7135 | 1530.6786 | 29.9784 | -0.93 | 0
8406 | 74.9025 | 1369.4651 | 42.2241 | -1.03 | 0
8407 | 115.7969 | 1407.786 | 44.6293 | -0.57 | 0
8408 | 159.4258 | 1424.8058 | 42.3809 | -0.12 | 21.7764
8409 | 4.4528 | 1314.1602 | 34.1187 | 0.34 | 88.0558
8410 | 4.404 | 1246.3974 | 19.6969 | 0.82 | 168.2125
8411 | 4.4246 | 1235.5191 | 25.7917 | 1.31 | 216.3132
8412 | 4.4625 | 1202.4623 | 36.9912 | 1.8 | 212.0526
8413 | 4.4702 | 1115.6325 | 39.2824 | 1.46 | 148.0107
8414 | 3.2622 | 1108.8246 | 42.1493 | 1.12 | 76.4101
8415 | 4.4885 | 1129.4353 | 44.6793 | 0.78 | 9.8312
8416 | 4.5475 | 1168.9956 | 62.1186 | 0.29 | 0
8417 | 74.2956 | 1186.097 | 115.2569 | -0.2 | 0
8418 | 98.6395 | 1201.8415 | 73.8281 | -0.69 | 0
8419 | 147.7686 | 1233.249 | 62.2193 | -0.81 | 0
8420 | 71.462 | 1168.0128 | 48.0793 | -0.93 | 0
8421 | 160.7371 | 1212.6741 | 40.1493 | -1.05 | 0
8422 | 121.5523 | 1040.4192 | 34.8347 | -1.12 | 0
8423 | 87.854 | 975.0557 | 20.183 | -1.18 | 0
8424 | 130.9814 | 1008.4944 | 18.788 | -1.24 | 0
8425 | 124.792 | 1054.8171 | 29.3212 | -1.12 | 0
8426 | 128.5296 | 1089.8564 | 22.9605 | -0.99 | 0
8427 | 125.5596 | 1128.9334 | 28.0149 | -0.86 | 0
8428 | 128.2295 | 1275.3792 | 23.4712 | -1.02 | 0
8429 | 130.699 | 1620.1454 | 19.2686 | -1.18 | 0
8430 | 125.7573 | 1962.3705 | 27.6785 | -1.35 | 0
8431 | 159.5384 | 2235.9382 | 42.1893 | -0.43 | 0
8432 | 115.9556 | 2282.0752 | 44.3593 | 0.48 | 36.529
8433 | 4.4601 | 2184.7541 | 36.2874 | 1.4 | 153.2455
8434 | 4.4403 | 2078.1684 | 30.4237 | 2.57 | 213.691
8435 | 4.4403 | 1974.4717 | 30.4178 | 3.74 | 273.5288
8436 | 4.4499 | 1871.3726 | 33.2793 | 4.92 | 306.6244
8437 | 4.458 | 1782.3994 | 35.6493 | 2.97 | 237.9801
8438 | 3.2459 | 1765.8892 | 37.3493 | 1.03 | 121.7551
8439 | 120.7504 | 1766.8986 | 36.1993 | -0.92 | 14.7958
8440 | 117.3717 | 1780.2008 | 41.9493 | -1.38 | 0
8441 | 155.0784 | 1784.2384 | 49.7793 | -1.83 | 0
8442 | 114.5042 | 1752.7321 | 46.8293 | -2.29 | 0
8443 | 119.9149 | 1588.4069 | 37.6211 | -2.33 | 0
8444 | 127.5436 | 1411.8355 | 24.6385 | -2.36 | 0
8445 | 120.1902 | 1298.1839 | 37.1527 | -2.39 | 0
8446 | 124.6005 | 1202.8293 | 29.6472 | -2.38 | 0
8447 | 125.7634 | 1078.898 | 27.6681 | -2.37 | 0
8448 | 86.3869 | 941.7405 | 22.6797 | -2.35 | 0
8449 | 128.8574 | 985.2783 | 22.4026 | -1.88 | 0
8450 | 136.8533 | 1017.7198 | 8.7951 | -1.41 | 0
8451 | 136.3113 | 1054.9387 | 9.7175 | -0.94 | 0
8452 | 138.1693 | 1193.7556 | 6.5555 | -0.85 | 0
8453 | 133.7953 | 1521.496 | 13.9993 | -0.76 | 0
8454 | 167.1531 | 1835.6025 | 29.2303 | -0.68 | 0
8455 | 3.2198 | 2085.8636 | 29.6288 | 0.23 | 0
8456 | 5.657 | 2127.8935 | 30.1037 | 1.13 | 34.9439
8457 | 4.4377 | 2037.8619 | 29.6649 | 2.03 | 149.4044
8458 | 4.439 | 1939.1228 | 30.0375 | 2.86 | 241.1595
8459 | 4.445 | 1842.8359 | 31.811 | 3.69 | 314.136
8460 | 4.4456 | 1747.9 | 31.995 | 4.52 | 278.3388
8461 | 4.4847 | 1666.1356 | 43.5512 | 3.97 | 187.1885
8462 | 3.2951 | 1651.1092 | 51.8731 | 3.43 | 113.9992
8463 | 4.5118 | 1652.3035 | 51.5718 | 2.88 | 13.981
8464 | 4.5323 | 1665.7884 | 57.6418 | 2.47 | 0
8465 | 5.7914 | 1670.5658 | 69.8318 | 2.05 | 0
8466 | 4.559 | 1642.3045 | 65.5318 | 1.64 | 0
8467 | 4.5347 | 1491.3499 | 58.3418 | 1.57 | 0
8468 | 4.5113 | 1328.4817 | 51.4318 | 1.51 | 0
8469 | 4.4577 | 1221.3822 | 35.5878 | 1.45 | 0
8470 | 4.4492 | 1129.813 | 33.0674 | 1.45 | 0
8471 | 4.4544 | 1009.2623 | 34.613 | 1.45 | 0
8472 | 3.2146 | 800.9205 | 28.0931 | 1.46 | 0
8473 | 4.4322 | 838.4388 | 28.0431 | 0.91 | 0
8474 | 4.4315 | 865.5433 | 27.8431 | 0.36 | 0
8475 | 126.3892 | 898.4681 | 26.6031 | -0.19 | 0
8476 | 122.2154 | 1020.1305 | 33.7062 | -0.22 | 0
8477 | 118.6976 | 1308.9765 | 39.6927 | -0.25 | 0
8478 | 156.5449 | 1566.5747 | 47.2836 | -0.28 | 0
8479 | 3.3285 | 1770.3411 | 61.7541 | 0.02 | 0
8480 | 5.7826 | 1804.2481 | 67.2341 | 0.31 | 49.6951
8481 | 4.5396 | 1729.1586 | 59.7741 | 0.6 | 217.7386
8482 | 4.5227 | 1646.5654 | 54.8041 | 0.87 | 352.7342
8483 | 4.5229 | 1565.629 | 54.8541 | 1.14 | 435.6747
8484 | 4.4632 | 1487.2259 | 37.2024 | 1.42 | 425.3159
8485 | 4.4421 | 1419.9905 | 30.9598 | 0.75 | 332.0716
8486 | 3.2205 | 1407.8934 | 29.8472 | 0.08 | 198.2247
8487 | 124.5316 | 1409.3485 | 29.7643 | -0.59 | 24.2529
8488 | 120.1584 | 1422.6725 | 37.2068 | -0.88 | 0
8489 | 160.9424 | 1428.4928 | 39.7998 | -1.16 | 0
8490 | 124.6402 | 1406.4812 | 29.5795 | -1.45 | 0
8491 | 125.5481 | 1282.4508 | 28.0345 | -1.53 | 0
8492 | 125.9689 | 1147.4544 | 27.3183 | -1.61 | 0
8493 | 126.7904 | 1054.6756 | 25.9203 | -1.68 | 0
8494 | 126.3796 | 972.39 | 26.6195 | -1.88 | 0
8495 | 87.1233 | 861.4491 | 21.4265 | -2.08 | 0
8496 | 131.4281 | 1024.5318 | 18.0279 | -2.28 | 0
8497 | 134.9229 | 1071.556 | 12.0804 | -2.68 | 0
8498 | 139.324 | 1107.1873 | 4.5904 | -3.08 | 0
8499 | 139.8 | 1146.7947 | 3.7804 | -3.47 | 0
8500 | 139.3005 | 1295.3113 | 4.6304 | -3.78 | 0
8501 | 137.4571 | 1644.8359 | 7.7676 | -4.09 | 0
8502 | 141.1749 | 1993.1862 | 1.4406 | -4.41 | 0
8503 | 136.0642 | 2271.754 | 10.138 | -3.52 | 0
8504 | 172.5356 | 2318.7563 | 20.0704 | -2.64 | 22.8881
8505 | 129.0163 | 2219.7816 | 22.1323 | -1.76 | 87.726
8506 | 129.2399 | 2111.402 | 21.7517 | -0.81 | 121.028
8507 | 4.4122 | 2005.9881 | 22.123 | 0.15 | 161.9431
8508 | 4.4213 | 1901.0822 | 24.8235 | 1.11 | 144.5243
8509 | 3.2261 | 1810.5292 | 31.4827 | 0.55 | 116.6849
8510 | 126.9411 | 1793.7076 | 25.6638 | -0.02 | 58.9747
8511 | 126.7002 | 1794.7016 | 26.0738 | -0.58 | 8.1605
8512 | 124.4732 | 1808.0824 | 29.8638 | -1.04 | 0
8513 | 159.8647 | 1812.0584 | 41.6338 | -1.49 | 0
8514 | 123.9091 | 1779.9061 | 30.8238 | -1.95 | 0
8515 | 121.8231 | 1612.6562 | 34.3738 | -2.24 | 0
8516 | 132.6204 | 1433.025 | 15.9987 | -2.53 | 0
8517 | 133.792 | 1317.6874 | 14.0049 | -2.82 | 0
8518 | 137.6058 | 1221.1322 | 7.5144 | -2.96 | 0
8519 | 99.0046 | 1095.8327 | 1.2067 | -3.1 | 0
8520 | 157.5768 | 1300.4697 | -26.4725 | -3.23 | 0
8521 | 183.6361 | 1326.3812 | -70.8207 | -3.49 | 0
8522 | 205.0661 | 1339.3369 | -107.2907 | -3.75 | 0
8523 | 164.6895 | 1399.5555 | -38.5771 | -4.01 | 0
8524 | 162.3097 | 1519.0206 | -34.5271 | -4.21 | 0
8525 | 183.3475 | 1982.5374 | -70.3296 | -4.4 | 0
8526 | 172.6006 | 2420.2485 | -52.0403 | -4.6 | 0
8527 | 152.7102 | 2721.1907 | -18.1905 | -3.52 | 0
8528 | 183.5165 | 2761.2598 | 1.3829 | -2.44 | 19.4731
8529 | 135.9113 | 2716.6306 | 10.3983 | -1.36 | 82.9909
8530 | 132.153 | 2604.0942 | 16.7941 | -0.17 | 137.4258
8531 | 129.0976 | 2549.6289 | 21.9939 | 1.02 | 195.1902
8532 | 126.7685 | 2415.0077 | 25.9576 | 2.21 | 176.5296
8533 | 91.1795 | 2245.3548 | 14.5237 | 1.08 | 151.9321
8534 | 177.4233 | 2268.6326 | 11.7524 | -0.04 | 79.211
8535 | 135.3487 | 2203.5977 | 11.3556 | -1.17 | 10.3635
8536 | 93.9529 | 2133.9939 | 9.8039 | -2.19 | 0
8537 | 170.0832 | 2138.7838 | 24.2439 | -3.2 | 0
8538 | 127.135 | 2052.1501 | 25.3339 | -4.22 | 0
8539 | 128.0282 | 1863.0548 | 23.8139 | -4.39 | 0
8540 | 133.8514 | 1647.5707 | 13.9039 | -4.56 | 0
8541 | 136.3604 | 1549.4482 | 9.6339 | -4.72 | 0
8542 | 135.6436 | 1481.5674 | 10.8539 | -4.6 | 0
8543 | 100.7596 | 1347.9711 | -1.7799 | -4.48 | 0
8544 | 141.7964 | 1422.7999 | 0.3829 | -4.35 | 0
8545 | 146.4796 | 1462.6589 | -7.5871 | -4.07 | 0
8546 | 185.673 | 1492.8709 | -2.2871 | -3.79 | 0
8547 | 99.5357 | 1484.0267 | 0.3029 | -3.5 | 0
8548 | 141.6847 | 1652.2358 | 0.5729 | -3.82 | 0
8549 | 137.8665 | 1898.363 | 7.0708 | -4.14 | 0
8550 | 130.7645 | 2404.0995 | 19.1572 | -4.47 | 0
8551 | 162.7086 | 2676.0995 | 36.7941 | -3.34 | 0
8552 | 124.8433 | 2611.8734 | 29.2339 | -2.22 | 21.5213
8553 | 124.1206 | 2472.1276 | 30.4639 | -1.09 | 87.0163
8554 | 125.4192 | 2491.0356 | 28.2539 | 0.23 | 137.7131
8555 | 121.5903 | 2385.7104 | 34.77 | 1.56 | 143.1381
8556 | 117.0648 | 2270.3009 | 42.4716 | 2.89 | 154.81
8557 | 121.5645 | 2259.4035 | 34.8139 | 1.46 | 119.8911
8558 | 3.2372 | 2160.7772 | 34.7839 | 0.03 | 75.5184
8559 | 123.4566 | 1891.329 | 31.5939 | -1.4 | 10.3122
8560 | 164.6478 | 1962.6504 | 33.4939 | -2.63 | 0
8561 | 122.4131 | 1842.1782 | 33.3698 | -3.85 | 0
8562 | 127.037 | 1664.2199 | 25.5006 | -5.08 | 0
8563 | 95.2943 | 1638.6231 | 7.5209 | -5.18 | 0
8564 | 181.9685 | 1675.1582 | 4.0173 | -5.28 | 0
8565 | 168.6649 | 1614.3583 | -45.3425 | -5.37 | 0
8566 | 171.0145 | 1413.8126 | -49.341 | -5.34 | 0
8567 | 133.4493 | 1310.7143 | -57.4119 | -5.31 | 0
8568 | 175.7387 | 1393.5691 | -57.3807 | -5.28 | 0
8569 | 232.4486 | 1420.9282 | -81.8907 | -4.39 | 0
8570 | 136.2687 | 1385.4932 | -62.21 | -3.49 | 0
8571 | 212.1292 | 1604.9785 | -119.3107 | -2.59 | 0
8572 | 184.2644 | 1843.4958 | -71.89 | -2.29 | 0
8573 | 215.5075 | 2339.5063 | -53.06 | -1.99 | 0
8574 | 130.3397 | 2068.2663 | -52.12 | -1.7 | 0
8575 | 216.4797 | 2139.7508 | -54.7146 | -0.19 | 0
8576 | 4.149 | 2170.91 | -55.6836 | 1.31 | 20.4523
8577 | 4.1438 | 1988.928 | -57.2107 | 2.82 | 83.7104
8578 | 4.1434 | 1880.8061 | -57.3407 | 3.82 | 138.9702
8579 | 4.1155 | 1870.1864 | -65.5807 | 4.82 | 176.579
8580 | 4.1398 | 1816.3072 | -58.4083 | 5.83 | 141.4557
8581 | 4.1504 | 1670.1796 | -55.2764 | 4.33 | 135.8258
8582 | 2.9259 | 1657.7159 | -57.2507 | 2.83 | 70.961
8583 | 4.1671 | 1690.5801 | -50.3238 | 1.33 | 9.9912
8584 | 4.1818 | 1748.1764 | -45.9807 | 0.87 | 0
8585 | 4.1967 | 1769.3037 | -41.5863 | 0.41 | 0
8586 | 166.5485 | 1791.0456 | -41.7407 | -0.05 | 0
8587 | 212.5346 | 1844.5614 | -48.0007 | -0.82 | 0
8588 | 127.9251 | 1739.7372 | -48.0107 | -1.59 | 0
8589 | 198.3009 | 1835.0027 | -23.7775 | -2.36 | 0
8590 | 155.4899 | 1573.2069 | -22.921 | -2.28 | 0
8591 | 156.6005 | 1511.7521 | -24.811 | -2.2 | 0
8592 | 114.234 | 1172.8042 | -24.711 | -2.12 | 0
8593 | 158.7763 | 1226.0543 | -28.5138 | -1.56 | 0
8594 | 161.0057 | 1267.4162 | -32.3078 | -0.99 | 0
8595 | 158.5911 | 1311.2545 | -28.1987 | -0.42 | 0
8596 | 160.1436 | 1477.0108 | -30.8407 | -0.58 | 0
8597 | 159.7617 | 1865.1786 | -30.1907 | -0.73 | 0
8598 | 158.0752 | 2275.2061 | -27.3207 | -0.89 | 0
8599 | 198.4556 | 2604.801 | -24.0407 | -0.05 | 0
8600 | 150.3635 | 2660.7759 | -14.1968 | 0.78 | 32.8866
8601 | 128.3123 | 2545.7305 | 23.3303 | 1.61 | 147.2023
8602 | 124.1563 | 2420.0352 | 30.4031 | 2.95 | 250.1412
8603 | 123.6635 | 2298.2408 | 31.2418 | 4.29 | 287.1538
8604 | 4.4376 | 2175.3936 | 29.62 | 5.63 | 230.2603
8605 | 4.4469 | 2069.0168 | 32.3848 | 4.8 | 146.7981
8606 | 3.2107 | 2048.955 | 26.9299 | 3.97 | 113.4932
8607 | 4.4363 | 2049.5741 | 29.2542 | 3.14 | 15.1781
8608 | 4.4483 | 2062.7007 | 32.8066 | 3.37 | 0
8609 | 5.6863 | 2065.1772 | 38.7691 | 3.61 | 0
8610 | 4.4829 | 2025.9824 | 43.0191 | 3.84 | 0
8611 | 4.4897 | 1829.3897 | 45.0391 | 3.9 | 0
8612 | 4.4733 | 1619.6083 | 40.1991 | 3.96 | 0
8613 | 4.4655 | 1489.579 | 37.8691 | 4.03 | 0
8614 | 4.459 | 1384.2556 | 35.9591 | 3.98 | 0
8615 | 4.4385 | 1250.7596 | 29.8891 | 3.93 | 0
8616 | 3.2248 | 1160.4463 | 31.0969 | 3.89 | 0
8617 | 4.4108 | 1213.2293 | 21.6975 | 4.24 | 0
8618 | 4.4061 | 1254.0622 | 20.3156 | 4.6 | 0
8619 | 4.4015 | 1297.6822 | 18.9689 | 4.96 | 0
8620 | 4.4123 | 1462.382 | 22.1669 | 5.06 | 0
8621 | 4.4171 | 1848.397 | 23.5687 | 5.17 | 0
8622 | 129.3472 | 2252.2766 | 21.5691 | 5.27 | 0
8623 | 126.9656 | 2576.6605 | 25.6223 | 5.42 | 0
8624 | 166.7543 | 2631.6934 | 29.9091 | 5.56 | 16.8233
8625 | 122.5369 | 2518.1437 | 33.1591 | 5.7 | 62.893
8626 | 118.6704 | 2394.0375 | 39.7391 | 5.72 | 86.4455
8627 | 112.953 | 2273.7089 | 49.4691 | 5.74 | 139.416
8628 | 4.4743 | 2152.6038 | 40.4891 | 5.77 | 114.7821
8629 | 4.4484 | 2047.789 | 32.8191 | 5.9 | 101.9306
8630 | 3.2297 | 2028.0694 | 32.5491 | 6.02 | 72.7306
8631 | 4.4481 | 2028.7661 | 32.7491 | 6.15 | 17.4712
8632 | 4.4672 | 2042.1098 | 38.3891 | 6.35 | 0
8633 | 5.7361 | 2044.8969 | 53.4929 | 6.54 | 0
8634 | 4.5015 | 2006.5028 | 48.5121 | 6.74 | 0
8635 | 4.4995 | 1812.8152 | 47.9391 | 6.83 | 0
8636 | 4.481 | 1605.9182 | 42.4591 | 6.92 | 0
8637 | 4.4555 | 1476.9345 | 34.9391 | 7.02 | 0
8638 | 4.466 | 1371.8763 | 38.0428 | 7.12 | 0
8639 | 4.4507 | 1238.1748 | 33.4924 | 7.22 | 0
8640 | 3.1946 | 797.9791 | 22.1921 | 7.33 | 0
8641 | 4.3759 | 835.3711 | 11.3834 | 7.24 | 0
8642 | 4.3554 | 862.3646 | 5.3453 | 7.16 | 0
8643 | 4.3456 | 895.1983 | 2.4422 | 7.08 | 0
8644 | 4.361 | 1016.4983 | 6.9851 | 6.99 | 0
8645 | 4.35 | 1304.5206 | 3.7323 | 6.91 | 0
8646 | 4.4067 | 1560.9492 | 20.4861 | 6.82 | 0
8647 | 4.4265 | 1763.7546 | 26.3569 | 7.19 | 0
8648 | 5.6404 | 1797.4941 | 25.1913 | 7.56 | 31.9649
8649 | 4.4153 | 1722.715 | 23.0399 | 7.93 | 134.4601
8650 | 4.2323 | 1640.4575 | -31.068 | 8.48 | 202.5797
8651 | 4.233 | 1559.8407 | -30.8646 | 9.03 | 246.9997
8652 | 4.4221 | 1481.7802 | 25.0437 | 9.59 | 243.3182
8653 | 4.419 | 1414.8457 | 24.1231 | 9.54 | 191.6544
8654 | 3.1945 | 1402.809 | 22.1451 | 9.5 | 112.5469
8655 | 4.4169 | 1404.269 | 23.5087 | 9.45 | 26.7093
8656 | 4.4228 | 1417.5876 | 25.2633 | 9.2 | 0
8657 | 5.6499 | 1423.4278 | 28.0065 | 8.95 | 0
8658 | 4.4269 | 1401.5444 | 26.4786 | 8.7 | 0
8659 | 4.4201 | 1278.0715 | 24.4624 | 8.45 | 0
8660 | 4.4035 | 1143.6532 | 19.5491 | 8.21 | 0
8661 | 4.4051 | 1051.1755 | 20.0298 | 7.97 | 0
8662 | 4.3943 | 969.0888 | 16.8351 | 7.15 | 0
8663 | 4.3559 | 858.3581 | 5.4751 | 6.34 | 0
8664 | 3.1098 | 605.7714 | -2.8949 | 5.53 | 0
8665 | 4.3137 | 651.5105 | -6.9849 | 4.86 | 0
8666 | 4.3136 | 677.6194 | -7.0149 | 4.19 | 0
8667 | 4.3215 | 701.0316 | -4.6949 | 3.52 | 0
8668 | 4.3274 | 818.9841 | -2.9449 | 3.11 | 0
8669 | 4.3379 | 1064.7205 | 0.14636 | 2.7 | 0
8670 | 4.3526 | 1250.7494 | 4.4951 | 2.28 | 0
8671 | 4.3657 | 1415.7945 | 8.3851 | 2.51 | 0
8672 | 5.5915 | 1438.2288 | 10.7354 | 2.74 | 20.922
8673 | 4.4092 | 1301.3125 | 21.2366 | 2.97 | 84.4044
8674 | 4.4102 | 1197.2419 | 21.5423 | 3.15 | 111.0274
8675 | 4.4163 | 1135.8482 | 23.3323 | 3.33 | 139.5868
8676 | 4.4201 | 1075.2497 | 24.4498 | 3.52 | 147.7594
8677 | 4.4199 | 1015.4999 | 24.4087 | 3.37 | 121.4731
8678 | 4.4462 | 997.2989 | 32.1793 | 3.21 | 74.4543
8679 | 3.2281 | 995.8914 | 32.0804 | 3.06 | 18.6602
8680 | 4.4497 | 1027.104 | 33.2104 | 3.17 | 0
8681 | 5.7295 | 1073.9176 | 51.5504 | 3.29 | 0
8682 | 4.553 | 1057.4787 | 63.7377 | 3.4 | 0
8683 | 4.5178 | 1025.7182 | 53.3404 | 3.45 | 0
8684 | 4.4672 | 936.9155 | 38.3904 | 3.5 | 0
8685 | 4.4497 | 855.8379 | 33.2104 | 3.56 | 0
8686 | 4.4558 | 757.6766 | 35.0204 | 3.62 | 0
8687 | 3.2271 | 669.3356 | 31.7904 | 3.68 | 0
8688 | 4.443 | 753.0098 | 31.2304 | 3.74 | 0
8689 | 4.4092 | 809.0048 | 21.2333 | 3.94 | 0
8690 | 4.3962 | 845.1892 | 17.4015 | 4.15 | 0
8691 | 4.3694 | 871.8333 | 9.4838 | 4.36 | 0
8692 | 4.3539 | 1010.86 | 4.8766 | 4.29 | 0
8693 | 4.3727 | 1303.3086 | 10.4566 | 4.22 | 0
8694 | 4.3756 | 1544.5394 | 11.3138 | 4.15 | 0
8695 | 4.3784 | 1763.159 | 12.1444 | 4.08 | 0
8696 | 5.605 | 1794.7129 | 14.7441 | 4.01 | 12.3429
8697 | 4.4164 | 1620.4176 | 23.3809 | 3.94 | 44.5857
8698 | 4.4218 | 1487.3297 | 24.9737 | 3.62 | 67.1353
8699 | 4.4294 | 1409.8444 | 27.1977 | 3.3 | 93.853
8700 | 4.423 | 1332.0231 | 25.3309 | 2.98 | 102.348
8701 | 4.4125 | 1254.9673 | 22.2197 | 2.79 | 99.792
8702 | 4.4177 | 1231.1804 | 23.7505 | 2.61 | 62.8308
8703 | 3.2013 | 1227.2783 | 24.1496 | 2.42 | 16.4676
8704 | 4.4427 | 1264.1169 | 31.1345 | 2.32 | 0
8705 | 5.6813 | 1321.3442 | 37.3004 | 2.22 | 0
8706 | 4.5068 | 1296.2507 | 50.1004 | 2.12 | 0
8707 | 4.4855 | 1252.3365 | 43.8016 | 1.97 | 0
8708 | 4.4629 | 1136.9678 | 37.1121 | 1.82 | 0
8709 | 4.4436 | 1038.5702 | 31.3989 | 1.67 | 0
8710 | 4.4532 | 922.6586 | 34.2526 | 1.36 | 0
8711 | 3.2155 | 825.0814 | 28.3466 | 1.05 | 0
8712 | 4.4129 | 1228.5441 | 22.3414 | 0.75 | 0
8713 | 4.4089 | 1268.3261 | 21.1398 | 0.26 | 0
8714 | 130.8698 | 1314.5089 | 18.9779 | -0.23 | 0
8715 | 136.1094 | 1322.4201 | 10.0611 | -0.72 | 0
8716 | 137.5008 | 1494.8089 | 7.6931 | -0.96 | 0
8717 | 130.933 | 1763.0301 | 18.8703 | -1.2 | 0
8718 | 129.1777 | 2314.7011 | 21.8576 | -1.44 | 0
8719 | 124.148 | 2433.142 | 30.4172 | -0.97 | 0
8720 | 162.0532 | 2488.9059 | 37.9095 | -0.51 | 19.3815
8721 | 122.1979 | 2342.9189 | 33.736 | -0.05 | 81.0056
8722 | 127.7549 | 2239.9476 | 24.2789 | 0.28 | 173.4377
8723 | 4.4317 | 2087.0741 | 27.9003 | 0.61 | 319.6508
8724 | 4.4302 | 1969.212 | 27.451 | 0.94 | 255.6504
8725 | 3.2189 | 1930.4547 | 29.3528 | 0.35 | 198.6456
8726 | 166.0606 | 1891.1584 | 31.0896 | -0.25 | 106.671
8727 | 77.6253 | 1793.9824 | 37.5904 | -0.84 | 25.3833
8728 | 159.5201 | 1800.3035 | 42.2204 | -1.43 | 0
8729 | 110.6253 | 1799.199 | 53.4304 | -2.01 | 0
8730 | 115.813 | 1615.9918 | 44.6019 | -2.6 | 0
8731 | 122.7289 | 1598.4729 | 32.8322 | -3 | 0
8732 | 124.9734 | 1559.7421 | 29.0125 | -3.4 | 0
8733 | 125.3787 | 1544.9842 | 28.3227 | -3.8 | 0
8734 | 125.5138 | 1359.3082 | 28.0929 | -4.23 | 0
8735 | 129.9576 | 1286.3043 | 20.5303 | -4.66 | 0
8736 | 87.1974 | 1268.8785 | 21.3004 | -5.08 | 0
8737 | 174.5393 | 1294.6079 | 16.6604 | -4.89 | 0
8738 | 92.1849 | 1263.1293 | 12.8126 | -4.69 | 0
8739 | 135.9955 | 1461.6358 | 10.2549 | -4.49 | 0
8740 | 135.5814 | 1680.7636 | 10.9596 | -4.77 | 0
8741 | 176.1077 | 2138.9599 | 13.9912 | -5.05 | 0
8742 | 90.1106 | 1895.4349 | 16.3426 | -5.33 | 0
8743 | 123.0982 | 1958.4707 | 32.2038 | -3.88 | 0
8744 | 165.0186 | 1986.0342 | 32.8628 | -2.44 | 38.9034
8745 | 122.5729 | 1821.9649 | 33.0977 | -1 | 182.8731
8746 | 4.4446 | 1723.9295 | 31.7015 | 0.37 | 309.8689
8747 | 4.4404 | 1713.1406 | 30.4639 | 1.74 | 412.1678
8748 | 4.4408 | 1664.4829 | 30.5739 | 3.11 | 394.0446
8749 | 4.4487 | 1533.2926 | 32.9073 | 1.74 | 302.0934
8750 | 3.23 | 1522.2673 | 32.6304 | 0.38 | 183.7129
8751 | 122.9063 | 1552.0694 | 32.5304 | -0.99 | 40.4473
8752 | 122.3069 | 1605.2439 | 33.5504 | -1.73 | 0
8753 | 117.23 | 1625.4605 | 42.1904 | -2.48 | 0
8754 | 120.2268 | 1645.756 | 37.0904 | -3.22 | 0
8755 | 167.7072 | 1693.6938 | 28.2874 | -3.55 | 0
8756 | 86.3336 | 1598.7747 | 22.7705 | -3.87 | 0
8757 | 178.5508 | 1681.021 | 9.8336 | -4.19 | 0
8758 | 125.067 | 1441.4006 | 28.8532 | -4.17 | 0
8759 | 139.3654 | 1378.3045 | 4.52 | -4.14 | 0

## More Data
value
Electricity Production by CHP [MWh] | 818321.8942
Thermal Production by CHP [MWh] | 589191.7638
Electrical Consumption of Heatpumps and Power to Heat devices [MWh] | 96284.0096
Maximum Electrical Load of Heatpumps and Power to Heat devices [MW] | 44.9513
Mean Value Heat Price [EUR/MWh] | 27.5152
Mean Value Heat Price (with costs of existing power plants) [EUR/MWh] | 79.201
Median Value Heat Price [EUR/MWh] | 4.4679
Variable Cost CHP's [EUR] | 138297655.1694
Anual Total Costs [EUR] | 475206092.8221
Anual Total Costs (with costs of existing power plants) [EUR] | 475206092.8221
Anual Total Costs (with costs of existing power plants and heat storages) [EUR] | 475206092.8221
Mean Value Heat Price (with costs of existing power plants and heat storages) [EUR/MWh] | 79.201
Electrical Peak Load Costs [EUR] | 449512.7615
Total CO2 Emissions [kg CO2] | 238063982.8588
Renewable Share [-] | 0
Total Operational Costs [EUR] | 80443084.628
Total Investment Costs [EUR] | 0
Total Thermal Generation [MWh] | 6000000
Total Electricty Consumption [MWh] | 96284.0096
Total Fuel Costs [EUR] | 191093875.5729
Total CO2 Costs [EUR] | 5951599.5715

## Thermal Power Energymix (MW)
| Heat Pump (Geothermal 80°C) | CC gas turbine/ back-pressure turbine | heat boiler natural gas
0 | 0 | 449.0547 | 612.3474
1 | 0 | 458.7538 | 625.5733
2 | 0 | 448.1836 | 611.1594
3 | 0 | 517.4627 | 705.631
4 | 0 | 596.4276 | 813.3104
5 | 0 | 763.3458 | 1040.9261
6 | 1586.9101 | 19.5633 | 0
7 | 1635.5207 | 20.1626 | 0
8 | 1656.9284 | 20.4265 | 0
9 | 1524.1176 | 18.7892 | 0
10 | 1443.809 | 17.7992 | 0
11 | 1432.9984 | 17.6659 | 0
12 | 1393.471 | 17.1786 | 0
13 | 1288.2223 | 15.8811 | 0
14 | 1279.6593 | 15.7755 | 0
15 | 1304.0791 | 16.0766 | 0
16 | 0 | 577.8765 | 788.0134
17 | 0 | 585.7418 | 798.7388
18 | 0 | 593.2863 | 809.0267
19 | 0 | 609.6786 | 831.3799
20 | 0 | 576.4683 | 786.0932
21 | 0 | 602.3145 | 821.338
22 | 0 | 516.6073 | 704.4645
23 | 0 | 489.0987 | 666.9528
24 | 0 | 414.3458 | 565.017
25 | 0 | 433.4221 | 591.0301
26 | 0 | 447.7743 | 610.6013
27 | 0 | 463.9442 | 632.6511
28 | 0 | 524.4379 | 715.1425
29 | 0 | 667.0009 | 909.5467
30 | 0 | 806.7441 | 1100.1055
31 | 0 | 918.3211 | 1252.2561
32 | 0 | 937.1107 | 1277.8782
33 | 0 | 897.2594 | 1223.5356
34 | 0 | 853.5929 | 1163.9903
35 | 0 | 811.0746 | 1106.0108
36 | 0 | 768.9269 | 1048.5366
37 | 0 | 732.5798 | 998.9725
38 | 0 | 725.8581 | 989.8065
39 | 0 | 726.3126 | 990.4262
40 | 0 | 731.9455 | 998.1075
41 | 0 | 733.7632 | 1000.5862
42 | 0 | 721.0015 | 983.1838
43 | 0 | 653.8808 | 891.6556
44 | 0 | 581.6532 | 793.1635
45 | 0 | 534.8057 | 729.2805
46 | 0 | 495.2304 | 675.3141
47 | 0 | 443.5519 | 604.8436
48 | 0 | 218.397 | 297.8141
49 | 0 | 235.0866 | 320.5726
50 | 0 | 243.6363 | 332.2313
51 | 0 | 252.6461 | 344.5174
52 | 0 | 296.9295 | 404.9038
53 | 0 | 388.5372 | 529.8234
54 | 0 | 453.2941 | 618.1283
55 | 0 | 509.6817 | 695.0206
56 | 0 | 516.9211 | 704.8924
57 | 0 | 468.5082 | 638.8748
58 | 0 | 431.8496 | 588.8858
59 | 0 | 409.9862 | 559.0721
60 | 0 | 388.716 | 530.0673
61 | 0 | 367.8189 | 501.5712
62 | 0 | 361.5259 | 492.9898
63 | 0 | 361.5167 | 492.9773
64 | 0 | 373.2236 | 508.9412
65 | 0 | 390.3244 | 532.2606
66 | 0 | 385.4763 | 525.6495
67 | 0 | 375.0522 | 511.4348
68 | 0 | 344.1896 | 469.3495
69 | 0 | 314.4065 | 428.7361
70 | 0 | 277.6026 | 378.5489
71 | 0 | 242.9208 | 331.2556
72 | 0 | 252.4784 | 344.2887
73 | 0 | 271.5685 | 370.3206
74 | 0 | 282.3353 | 385.0026
75 | 0 | 292.1691 | 398.4124
76 | 0 | 341.5647 | 465.77
77 | 0 | 444.3864 | 605.9814
78 | 0 | 521.6129 | 711.2903
79 | 0 | 589.9864 | 804.5269
80 | 0 | 599.2236 | 817.1231
81 | 0 | 542.285 | 739.4796
82 | 0 | 499.0245 | 680.488
83 | 0 | 473.4724 | 645.6442
84 | 0 | 448.2926 | 611.3081
85 | 0 | 423.4755 | 577.4666
86 | 0 | 415.9254 | 567.171
87 | 0 | 415.4052 | 566.4616
88 | 0 | 428.4747 | 584.2837
89 | 0 | 448.0158 | 610.9307
90 | 0 | 441.3081 | 601.7837
91 | 0 | 428.2075 | 583.9194
92 | 0 | 391.3494 | 533.6582
93 | 0 | 357.4835 | 487.4775
94 | 0 | 316.3825 | 431.4307
95 | 0 | 279.1854 | 380.7074
96 | 0 | 262.5645 | 358.0425
97 | 0 | 282.355 | 385.0296
98 | 0 | 293.8211 | 400.6651
99 | 0 | 303.8703 | 414.3686
100 | 0 | 354.6911 | 483.6696
101 | 0 | 460.681 | 628.2013
102 | 0 | 541.7132 | 738.6998
103 | 0 | 613.7894 | 836.9855
104 | 0 | 623.6602 | 850.4457
105 | 0 | 564.1511 | 769.297
106 | 1211.5405 | 14.9358 | 0
107 | 1149.2998 | 14.1685 | 0
108 | 1087.7399 | 13.4096 | 0
109 | 1027.0118 | 12.6609 | 0
110 | 1008.4834 | 12.4325 | 0
111 | 0 | 431.2296 | 588.0404
112 | 0 | 444.6798 | 606.3816
113 | 0 | 464.9319 | 633.9981
114 | 0 | 457.62 | 624.0273
115 | 0 | 443.6761 | 605.0129
116 | 0 | 404.986 | 552.2536
117 | 0 | 369.9395 | 504.463
118 | 0 | 327.6375 | 446.7783
119 | 0 | 289.8374 | 395.2329
120 | 0 | 307.3777 | 419.1514
121 | 0 | 330.293 | 450.3995
122 | 0 | 344.8117 | 470.1978
123 | 0 | 355.8537 | 485.2551
124 | 0 | 413.1167 | 563.341
125 | 0 | 533.3722 | 727.3257
126 | 0 | 631.1686 | 860.6844
127 | 0 | 719.5007 | 981.1373
128 | 0 | 732.1336 | 998.3639
129 | 0 | 661.2631 | 901.7224
130 | 0 | 607.1879 | 827.9835
131 | 0 | 575.6374 | 784.96
132 | 1270.251 | 15.6596 | 0
133 | 1197.2488 | 14.7596 | 0
134 | 0 | 503.1414 | 686.1019
135 | 0 | 501.6938 | 684.1279
136 | 0 | 516.8635 | 704.8139
137 | 0 | 540.2888 | 736.7574
138 | 0 | 530.36 | 723.2182
139 | 0 | 512.7335 | 699.182
140 | 0 | 465.9762 | 635.4221
141 | 0 | 425.6494 | 580.431
142 | 0 | 377.9222 | 515.3485
143 | 0 | 337.2657 | 459.9078
144 | 0 | 351.7449 | 479.6521
145 | 0 | 391.871 | 534.3696
146 | 0 | 363.2827 | 495.3856
147 | 0 | 383.0743 | 522.3741
148 | 0 | 445.5252 | 607.5344
149 | 0 | 546.2041 | 744.8238
150 | 0 | 636.852 | 868.4345
151 | 0 | 715.4999 | 975.6817
152 | 0 | 741.3216 | 1010.8931
153 | 1637.5198 | 20.1872 | 0
154 | 1467.1857 | 18.0874 | 0
155 | 1353.2898 | 16.6833 | 0
156 | 1325.5684 | 16.3415 | 0
157 | 1211.0089 | 14.9292 | 0
158 | 1172.0402 | 14.4488 | 0
159 | 1173.8419 | 14.471 | 0
160 | 1187.5784 | 14.6404 | 0
161 | 0 | 500.6059 | 682.6444
162 | 0 | 493.6112 | 673.1062
163 | 0 | 481.5304 | 656.6323
164 | 0 | 477.3325 | 650.9079
165 | 0 | 456.886 | 623.0263
166 | 0 | 397.3184 | 541.7978
167 | 0 | 342.4154 | 466.9302
168 | 0 | 332.23 | 453.0409
169 | 938.2989 | 11.5673 | 0
170 | 899.1842 | 11.0851 | 0
171 | 951.6148 | 11.7314 | 0
172 | 1202.7791 | 14.8278 | 0
173 | 1637.8044 | 20.1907 | 0
174 | 1324.2398 | 16.3251 | 0
175 | 1388.9968 | 17.1234 | 0
176 | 1267.6746 | 15.6278 | 0
177 | 1249.4539 | 15.4032 | 0
178 | 1108.8258 | 13.6695 | 0
179 | 1093.7964 | 13.4842 | 0
180 | 1091.344 | 13.454 | 0
181 | 991.5129 | 12.2233 | 0
182 | 974.1564 | 12.0093 | 0
183 | 982.8973 | 12.1171 | 0
184 | 1020.8642 | 12.5851 | 0
185 | 1044.3674 | 12.8749 | 0
186 | 1116.0725 | 13.7589 | 0
187 | 1148.9301 | 14.1639 | 0
188 | 1212.0675 | 14.9423 | 0
189 | 0 | 517.9887 | 706.3482
190 | 0 | 442.8716 | 603.9159
191 | 0 | 387.7126 | 528.699
192 | 0 | 315.0208 | 429.5738
193 | 0 | 338.4477 | 461.5197
194 | 825.5545 | 10.1774 | 0
195 | 851.5901 | 10.4983 | 0
196 | 0 | 422.9048 | 576.6883
197 | 0 | 545.2733 | 743.5545
198 | 0 | 646.1743 | 881.1468
199 | 1722.2101 | 21.2313 | 0
200 | 1753.0163 | 21.611 | 0
201 | 1582.7846 | 19.5124 | 0
202 | 1452.8019 | 17.91 | 0
203 | 1377.1204 | 16.977 | 0
204 | 1301.1161 | 16.0401 | 0
205 | 1225.8609 | 15.1123 | 0
206 | 1202.6309 | 14.8259 | 0
207 | 1198.8284 | 14.7791 | 0
208 | 1234.8197 | 15.2228 | 0
209 | 1290.7224 | 15.9119 | 0
210 | 1266.2306 | 15.61 | 0
211 | 1223.3543 | 15.0814 | 0
212 | 1110.6845 | 13.6924 | 0
213 | 1014.5617 | 12.5074 | 0
214 | 901.3161 | 11.1114 | 0
215 | 805.954 | 9.9357 | 0
216 | 634.0867 | 7.817 | 0
217 | 681.7863 | 8.405 | 0
218 | 709.8838 | 8.7514 | 0
219 | 733.8839 | 9.0473 | 0
220 | 855.7854 | 10.5501 | 0
221 | 1110.3269 | 13.688 | 0
222 | 1307.1083 | 16.1139 | 0
223 | 1482.6403 | 18.2779 | 0
224 | 1506.8785 | 18.5767 | 0
225 | 1362.7178 | 16.7995 | 0
226 | 1253.0161 | 15.4471 | 0
227 | 1188.5118 | 14.6519 | 0
228 | 1124.567 | 13.8636 | 0
229 | 1061.4511 | 13.0855 | 0
230 | 1042.16 | 12.8477 | 0
231 | 1040.2433 | 12.824 | 0
232 | 1072.511 | 13.2218 | 0
233 | 1121.3141 | 13.8235 | 0
234 | 1103.1471 | 13.5995 | 0
235 | 1068.9887 | 13.1784 | 0
236 | 975.009 | 12.0198 | 0
237 | 890.6333 | 10.9797 | 0
238 | 789.142 | 9.7285 | 0
239 | 699.1921 | 8.6196 | 0
240 | 537.2576 | 6.6233 | 0
241 | 578.1532 | 7.1274 | 0
242 | 599.8816 | 7.3953 | 0
243 | 621.5869 | 7.6629 | 0
244 | 0 | 312.2708 | 425.8238
245 | 0 | 407.7481 | 556.0202
246 | 0 | 476.7745 | 650.1471
247 | 1254.4244 | 15.4644 | 0
248 | 1272.9178 | 15.6924 | 0
249 | 1153.0565 | 14.2148 | 0
250 | 1062.1813 | 13.0945 | 0
251 | 1008.1789 | 12.4288 | 0
252 | 955.3887 | 11.778 | 0
253 | 903.4621 | 11.1378 | 0
254 | 887.7644 | 10.9443 | 0
255 | 887.3401 | 10.9391 | 0
256 | 915.773 | 11.2896 | 0
257 | 957.6611 | 11.806 | 0
258 | 944.8649 | 11.6482 | 0
259 | 918.3939 | 11.3219 | 0
260 | 841.5419 | 10.3745 | 0
261 | 768.7207 | 9.4767 | 0
262 | 679.3233 | 8.3746 | 0
263 | 596.2901 | 7.351 | 0
264 | 500.0568 | 6.1647 | 0
265 | 538.306 | 6.6362 | 0
266 | 557.7276 | 6.8756 | 0
267 | 578.4589 | 7.1312 | 0
268 | 680.1673 | 8.385 | 0
269 | 890.4569 | 10.9775 | 0
270 | 1038.3157 | 12.8003 | 0
271 | 1166.868 | 14.3851 | 0
272 | 1183.2921 | 14.5875 | 0
273 | 1072.6122 | 13.2231 | 0
274 | 988.8301 | 12.1902 | 0
275 | 938.8185 | 11.5737 | 0
276 | 890.22 | 10.9746 | 0
277 | 842.4877 | 10.3861 | 0
278 | 828.1269 | 10.2091 | 0
279 | 828.1949 | 10.2099 | 0
280 | 855.0809 | 10.5414 | 0
281 | 894.2761 | 11.0246 | 0
282 | 883.3681 | 10.8901 | 0
283 | 859.6838 | 10.5981 | 0
284 | 789.2249 | 9.7295 | 0
285 | 720.9326 | 8.8876 | 0
286 | 636.4112 | 7.8456 | 0
287 | 556.4952 | 6.8604 | 0
288 | 796.6366 | 9.8209 | 0
289 | 833.9325 | 10.2807 | 0
290 | 860.9135 | 10.6133 | 0
291 | 893.606 | 11.0163 | 0
292 | 1014.4585 | 12.5062 | 0
293 | 1301.3128 | 16.0425 | 0
294 | 1557.9547 | 19.2063 | 0
295 | 1761.0319 | 21.7099 | 0
296 | 1794.8388 | 22.1266 | 0
297 | 1720.0856 | 21.2051 | 0
298 | 1637.8731 | 20.1916 | 0
299 | 1557.3276 | 19.1986 | 0
300 | 1479.2405 | 18.236 | 0
301 | 1412.2631 | 17.4103 | 0
302 | 1400.2005 | 17.2616 | 0
303 | 1401.6284 | 17.2792 | 0
304 | 1414.7992 | 17.4415 | 0
305 | 1420.5107 | 17.5119 | 0
306 | 1398.5274 | 17.2409 | 0
307 | 1274.9682 | 15.7177 | 0
308 | 1140.5384 | 14.0605 | 0
309 | 1048.3307 | 12.9237 | 0
310 | 966.68 | 11.9172 | 0
311 | 856.7043 | 10.5614 | 0
312 | 954.2435 | 11.7638 | 0
313 | 986.4556 | 12.1609 | 0
314 | 1021.4686 | 12.5926 | 0
315 | 1030.8962 | 12.7088 | 0
316 | 1170.482 | 14.4296 | 0
317 | 1399.3607 | 17.2512 | 0
318 | 1808.7649 | 22.2983 | 0
319 | 1894.2521 | 23.3522 | 0
320 | 1934.7835 | 23.8519 | 0
321 | 1824.5744 | 22.4932 | 0
322 | 1745.7829 | 21.5219 | 0
323 | 1629.3934 | 20.087 | 0
324 | 1541.1398 | 18.9991 | 0
325 | 1512.1748 | 18.642 | 0
326 | 1483.3423 | 18.2865 | 0
327 | 1411.8741 | 17.4055 | 0
328 | 1419.943 | 17.5049 | 0
329 | 1421.9638 | 17.5299 | 0
330 | 1287.6605 | 15.8742 | 0
331 | 1274.4706 | 15.7116 | 0
332 | 1243.7496 | 15.3328 | 0
333 | 1225.5075 | 15.108 | 0
334 | 1076.9404 | 13.2764 | 0
335 | 1004.7811 | 12.3869 | 0
336 | 0 | 504.3019 | 687.6844
337 | 1201.8764 | 14.8166 | 0
338 | 1173.1747 | 14.4628 | 0
339 | 1356.5129 | 16.723 | 0
340 | 1561.1196 | 19.2454 | 0
341 | 1990.5622 | 24.5395 | 0
342 | 1766.8126 | 21.7811 | 0
343 | 1823.9778 | 22.4859 | 0
344 | 1849.0322 | 22.7947 | 0
345 | 1697.838 | 20.9308 | 0
346 | 1607.132 | 19.8126 | 0
347 | 1596.3952 | 19.6802 | 0
348 | 1551.5023 | 19.1268 | 0
349 | 1430.9693 | 17.6409 | 0
350 | 1420.9475 | 17.5173 | 0
351 | 1448.524 | 17.8573 | 0
352 | 1498.3419 | 18.4714 | 0
353 | 1517.7369 | 18.7105 | 0
354 | 1536.8936 | 18.9467 | 0
355 | 1580.8664 | 19.4888 | 0
356 | 1493.1259 | 18.4071 | 0
357 | 1566.535 | 19.3121 | 0
358 | 1343.3674 | 16.5609 | 0
359 | 1280.191 | 15.7821 | 0
360 | 1162.1336 | 14.3267 | 0
361 | 0 | 520.3271 | 709.537
362 | 0 | 537.8861 | 733.481
363 | 0 | 556.4774 | 758.8329
364 | 0 | 626.7856 | 854.7076
365 | 0 | 791.4154 | 1079.2028
366 | 0 | 965.5303 | 1316.6322
367 | 0 | 1105.505 | 1507.5068
368 | 0 | 1129.2799 | 1539.9272
369 | 0 | 1080.4395 | 1473.3266
370 | 0 | 1027.0803 | 1400.5641
371 | 0 | 975.3812 | 1330.0652
372 | 0 | 923.2206 | 1258.9372
373 | 0 | 878.0504 | 1197.3414
374 | 0 | 869.529 | 1185.7214
375 | 0 | 869.7871 | 1186.0734
376 | 0 | 875.3384 | 1193.6432
377 | 0 | 876.3708 | 1195.0511
378 | 0 | 859.7152 | 1172.339
379 | 0 | 776.2361 | 1058.5037
380 | 0 | 687.1685 | 937.048
381 | 0 | 632.0025 | 861.8216
382 | 0 | 587.3504 | 800.9323
383 | 0 | 530.7843 | 723.7968
384 | 0 | 477.1828 | 650.7039
385 | 0 | 498.9339 | 680.3644
386 | 0 | 515.6788 | 703.1983
387 | 0 | 533.7355 | 727.8212
388 | 0 | 601.8012 | 820.638
389 | 0 | 761.4874 | 1038.3919
390 | 0 | 926.665 | 1263.6341
391 | 0 | 1059.1975 | 1444.3602
392 | 0 | 1081.6539 | 1474.9826
393 | 0 | 1035.1012 | 1411.5016
394 | 0 | 984.1983 | 1342.0885
395 | 0 | 934.8083 | 1274.7386
396 | 0 | 885.2296 | 1207.1313
397 | 0 | 842.3464 | 1148.6542
398 | 0 | 834.302 | 1137.6845
399 | 0 | 834.63 | 1138.1318
400 | 0 | 840.2921 | 1145.8528
401 | 0 | 841.604 | 1147.6418
402 | 0 | 826.007 | 1126.3732
403 | 0 | 746.7721 | 1018.3256
404 | 0 | 662.0268 | 902.7638
405 | 0 | 608.828 | 830.22
406 | 0 | 565.2113 | 770.7427
407 | 0 | 509.4382 | 694.6884
408 | 0 | 378.3487 | 515.9301
409 | 0 | 395.911 | 539.8787
410 | 0 | 408.8744 | 557.556
411 | 0 | 424.0108 | 578.1965
412 | 0 | 480.3012 | 654.9562
413 | 0 | 613.4322 | 836.4984
414 | 0 | 738.249 | 1006.7032
415 | 0 | 837.4831 | 1142.0224
416 | 0 | 854.1035 | 1164.6866
417 | 0 | 818.1464 | 1115.6542
418 | 0 | 778.6769 | 1061.8321
419 | 0 | 740.1307 | 1009.2691
420 | 0 | 702.327 | 957.7186
421 | 0 | 669.8101 | 913.3775
422 | 0 | 663.8717 | 905.2796
423 | 0 | 664.4149 | 906.0204
424 | 0 | 670.1004 | 913.7733
425 | 0 | 672.2734 | 916.7364
426 | 0 | 661.2113 | 901.6518
427 | 0 | 601.1927 | 819.8083
428 | 0 | 536.2674 | 731.2738
429 | 0 | 492.9952 | 672.2661
430 | 0 | 455.5705 | 621.2324
431 | 0 | 405.9238 | 553.5325
432 | 0 | 284.8139 | 388.3826
433 | 0 | 306.1565 | 417.4861
434 | 0 | 319.1355 | 435.1848
435 | 0 | 329.6794 | 449.5628
436 | 0 | 383.7042 | 523.233
437 | 0 | 496.7862 | 677.4357
438 | 0 | 586.1345 | 799.2743
439 | 0 | 666.272 | 908.5527
440 | 0 | 677.5115 | 923.8793
441 | 0 | 612.3645 | 835.0425
442 | 0 | 562.7319 | 767.3616
443 | 0 | 533.646 | 727.6991
444 | 0 | 504.6841 | 688.2056
445 | 0 | 476.0668 | 649.1819
446 | 0 | 467.29 | 637.2137
447 | 0 | 466.2223 | 635.7577
448 | 0 | 480.5276 | 655.2649
449 | 0 | 502.3559 | 685.0307
450 | 0 | 493.748 | 673.2927
451 | 0 | 477.9789 | 651.7894
452 | 0 | 435.2871 | 593.5733
453 | 0 | 397.6172 | 542.2053
454 | 0 | 352.6173 | 480.8417
455 | 0 | 313.3902 | 427.3503
456 | 0 | 329.4768 | 449.2866
457 | 0 | 353.9192 | 482.6171
458 | 0 | 370.003 | 504.5496
459 | 0 | 381.4953 | 520.2208
460 | 0 | 441.8137 | 602.4732
461 | 0 | 568.8958 | 775.767
462 | 0 | 675.1189 | 920.6167
463 | 0 | 771.6828 | 1052.2947
464 | 0 | 785.7364 | 1071.4587
465 | 0 | 709.1976 | 967.0876
466 | 0 | 650.7144 | 887.3379
467 | 0 | 616.7321 | 840.9983
468 | 1360.0831 | 16.767 | 0
469 | 1280.9242 | 15.7911 | 0
470 | 0 | 538.1241 | 733.8055
471 | 0 | 536.2716 | 731.2794
472 | 0 | 552.2579 | 753.079
473 | 0 | 577.2325 | 787.1353
474 | 0 | 565.9387 | 771.7346
475 | 0 | 546.4252 | 745.1253
476 | 0 | 495.61 | 675.8319
477 | 0 | 452.7175 | 617.342
478 | 0 | 402.4127 | 548.7446
479 | 0 | 360.5434 | 491.65
480 | 0 | 395.5239 | 539.3507
481 | 0 | 408.9537 | 557.6641
482 | 0 | 423.415 | 577.3841
483 | 0 | 427.5184 | 582.9797
484 | 0 | 485.7144 | 662.3378
485 | 0 | 581.8074 | 793.3737
486 | 0 | 750.3625 | 1023.2215
487 | 0 | 785.4078 | 1071.0107
488 | 0 | 802.0418 | 1093.6933
489 | 0 | 756.5511 | 1031.6606
490 | 0 | 723.9637 | 987.2233
491 | 0 | 675.8617 | 921.6296
492 | 0 | 639.4779 | 872.0154
493 | 0 | 627.5402 | 855.7366
494 | 0 | 615.6902 | 839.5775
495 | 0 | 586.3065 | 799.5089
496 | 0 | 589.8394 | 804.3265
497 | 0 | 590.8487 | 805.7028
498 | 0 | 535.6584 | 730.4432
499 | 0 | 530.2162 | 723.0221
500 | 0 | 517.4446 | 705.6063
501 | 0 | 509.4792 | 694.7444
502 | 0 | 447.6404 | 610.4188
503 | 0 | 416.8095 | 568.3766
504 | 0 | 286.2047 | 390.2791
505 | 0 | 345.1669 | 470.6822
506 | 0 | 330.7085 | 450.9661
507 | 0 | 350.3713 | 477.7791
508 | 0 | 443.6591 | 604.9897
509 | 0 | 605.8321 | 826.1346
510 | 0 | 494.3016 | 674.0476
511 | 0 | 516.7335 | 704.6366
512 | 0 | 472.8764 | 644.8315
513 | 0 | 465.2672 | 634.4553
514 | 0 | 414.3524 | 565.026
515 | 0 | 408.332 | 556.8163
516 | 0 | 407.1296 | 555.1767
517 | 0 | 371.2331 | 506.227
518 | 0 | 365.0348 | 497.7748
519 | 0 | 368.6463 | 502.6994
520 | 0 | 383.1439 | 522.4689
521 | 0 | 392.4762 | 535.1948
522 | 0 | 418.9407 | 571.2828
523 | 0 | 431.2463 | 588.0631
524 | 0 | 453.6305 | 618.5871
525 | 0 | 450.8913 | 614.8518
526 | 0 | 385.3181 | 525.4337
527 | 0 | 335.0798 | 456.927
528 | 0 | 246.2516 | 335.7976
529 | 0 | 264.8901 | 361.2137
530 | 0 | 275.3083 | 375.4205
531 | 0 | 284.9543 | 388.5741
532 | 0 | 333.3007 | 454.501
533 | 0 | 433.8762 | 591.6493
534 | 0 | 508.9759 | 694.058
535 | 0 | 575.3637 | 784.5868
536 | 0 | 584.2915 | 796.7611
537 | 0 | 528.8484 | 721.1569
538 | 0 | 486.7376 | 663.7331
539 | 0 | 461.8417 | 629.7842
540 | 0 | 437.3384 | 596.3705
541 | 0 | 413.1953 | 563.4481
542 | 0 | 405.8572 | 553.4416
543 | 946.5439 | 11.6689 | 0
544 | 976.4086 | 12.0371 | 0
545 | 1020.9591 | 12.5863 | 0
546 | 1005.9258 | 12.401 | 0
547 | 976.3226 | 12.036 | 0
548 | 892.6455 | 11.0045 | 0
549 | 815.3999 | 10.0522 | 0
550 | 721.4845 | 8.8944 | 0
551 | 636.141 | 7.8423 | 0
552 | 827.959 | 10.207 | 0
553 | 866.6038 | 10.6834 | 0
554 | 894.762 | 11.0306 | 0
555 | 928.4355 | 11.4457 | 0
556 | 1053.1768 | 12.9835 | 0
557 | 1348.8877 | 16.629 | 0
558 | 1617.9049 | 19.9454 | 0
559 | 1831.1396 | 22.5741 | 0
560 | 1866.7159 | 23.0127 | 0
561 | 1788.6692 | 22.0506 | 0
562 | 1702.8935 | 20.9931 | 0
563 | 1618.9529 | 19.9583 | 0
564 | 1537.236 | 18.9509 | 0
565 | 1467.0736 | 18.086 | 0
566 | 1454.3733 | 17.9294 | 0
567 | 1455.7521 | 17.9464 | 0
568 | 1468.9964 | 18.1097 | 0
569 | 1474.5117 | 18.1777 | 0
570 | 1451.1793 | 17.89 | 0
571 | 0 | 566.0828 | 771.9311
572 | 0 | 505.8829 | 689.8403
573 | 0 | 465.012 | 634.1073
574 | 0 | 429.1189 | 585.1622
575 | 0 | 381.0285 | 519.5843
576 | 0 | 441.0285 | 601.4026
577 | 1076.9517 | 13.2766 | 0
578 | 1112.8115 | 13.7187 | 0
579 | 1152.4958 | 14.2079 | 0
580 | 1301.4146 | 16.0437 | 0
581 | 1651.7259 | 20.3623 | 0
582 | 2002.7787 | 24.6901 | 0
583 | 2187.7786 | 68.0313 | 55.9916
584 | 2187.7786 | 88.3412 | 83.687
585 | 2187.7786 | 45.6738 | 25.5041
586 | 2122.3823 | 26.1646 | 0
587 | 2016.3397 | 24.8573 | 0
588 | 1910.6723 | 23.5546 | 0
589 | 1819.4341 | 22.4298 | 0
590 | 1802.4603 | 22.2206 | 0
591 | 1803.4164 | 22.2324 | 0
592 | 1816.6838 | 22.3959 | 0
593 | 1820.5082 | 22.4431 | 0
594 | 1787.9947 | 22.0423 | 0
595 | 1619.4696 | 19.9647 | 0
596 | 1438.5818 | 17.7347 | 0
597 | 1322.8239 | 16.3077 | 0
598 | 1226.2093 | 15.1166 | 0
599 | 1101.0962 | 13.5742 | 0
600 | 1174.1802 | 14.4752 | 0
601 | 1227.4665 | 15.1321 | 0
602 | 1268.9029 | 15.6429 | 0
603 | 1312.7245 | 16.1832 | 0
604 | 1478.4821 | 18.2266 | 0
605 | 1866.5631 | 23.0108 | 0
606 | 2187.7786 | 65.4334 | 52.449
607 | 2187.7786 | 206.9704 | 245.454
608 | 2187.7786 | 231.0143 | 278.2412
609 | 2187.7786 | 181.6495 | 210.9255
610 | 2187.7786 | 127.7202 | 137.3856
611 | 2187.7786 | 75.4735 | 66.1401
612 | 2177.9087 | 26.8491 | 0
613 | 2071.2836 | 25.5346 | 0
614 | 2051.1617 | 25.2866 | 0
615 | 2051.7581 | 25.2939 | 0
616 | 2064.8005 | 25.4547 | 0
617 | 2067.1858 | 25.4841 | 0
618 | 2027.8364 | 24.999 | 0
619 | 1830.7797 | 22.5697 | 0
620 | 1620.5636 | 19.9782 | 0
621 | 1490.4726 | 18.3744 | 0
622 | 1385.262 | 17.0774 | 0
623 | 1252.0607 | 15.4353 | 0
624 | 1371.7306 | 16.9106 | 0
625 | 1398.8841 | 17.2453 | 0
626 | 1412.4608 | 17.4127 | 0
627 | 1475.4161 | 18.1888 | 0
628 | 1599.1699 | 19.7144 | 0
629 | 2083.9163 | 25.6904 | 0
630 | 2187.7786 | 182.6745 | 212.3232
631 | 2187.7786 | 320.938 | 400.8644
632 | 2187.7786 | 339.0117 | 425.5104
633 | 2187.7786 | 318.8272 | 397.9861
634 | 2187.7786 | 267.7925 | 328.3932
635 | 2187.7786 | 243.2189 | 294.8839
636 | 2187.7786 | 181.7974 | 211.1273
637 | 2187.7786 | 104.5247 | 105.7553
638 | 2187.7786 | 115.1904 | 120.2994
639 | 2187.7786 | 85.3599 | 79.6215
640 | 2187.7786 | 53.0683 | 35.5875
641 | 2187.7786 | 54.8846 | 38.0643
642 | 2160.1303 | 26.6299 | 0
643 | 1958.5267 | 24.1446 | 0
644 | 1729.5092 | 21.3213 | 0
645 | 1627.1625 | 20.0595 | 0
646 | 1557.5854 | 19.2018 | 0
647 | 1421.2394 | 17.5209 | 0
648 | 1463.3853 | 18.0405 | 0
649 | 1504.3526 | 18.5455 | 0
650 | 1535.4814 | 18.9293 | 0
651 | 1525.5449 | 18.8068 | 0
652 | 1697.4558 | 20.9261 | 0
653 | 1946.3535 | 23.9945 | 0
654 | 2187.7786 | 147.8912 | 164.8915
655 | 2187.7786 | 268.9247 | 329.9371
656 | 2187.7786 | 240.3038 | 290.9087
657 | 2187.7786 | 178.4684 | 206.5877
658 | 2187.7786 | 187.0909 | 218.3457
659 | 2187.7786 | 140.5812 | 154.9233
660 | 2187.7786 | 89.4727 | 85.2299
661 | 2187.7786 | 84.8 | 78.8581
662 | 2187.7786 | 41.0855 | 19.2473
663 | 1941.6357 | 23.9363 | 0
664 | 2014.8032 | 24.8383 | 0
665 | 1889.5625 | 23.2944 | 0
666 | 1705.1057 | 21.0204 | 0
667 | 1678.7177 | 20.6951 | 0
668 | 1717.0987 | 21.1683 | 0
669 | 1655.5669 | 20.4097 | 0
670 | 1449.6586 | 17.8713 | 0
671 | 1346.641 | 16.6013 | 0
672 | 1512.8505 | 18.6503 | 0
673 | 1517.9641 | 18.7133 | 0
674 | 1524.9573 | 18.7996 | 0
675 | 1750.9597 | 21.5857 | 0
676 | 1906.1377 | 23.4987 | 0
677 | 2187.7786 | 122.9413 | 130.8689
678 | 2187.7786 | 91.3293 | 87.7616
679 | 2187.7786 | 152.1827 | 170.7436
680 | 2187.7786 | 105.7192 | 107.3842
681 | 2187.7786 | 80.728 | 73.3053
682 | 2187.7786 | 49.2285 | 30.3514
683 | 2109.3353 | 26.0037 | 0
684 | 1984.0371 | 24.4591 | 0
685 | 1972.4693 | 24.3164 | 0
686 | 1852.416 | 22.8364 | 0
687 | 1900.8159 | 23.4331 | 0
688 | 1917.4973 | 23.6388 | 0
689 | 1998.1685 | 24.6333 | 0
690 | 1987.955 | 24.5074 | 0
691 | 1911.727 | 23.5676 | 0
692 | 1814.5194 | 22.3693 | 0
693 | 1848.643 | 22.7899 | 0
694 | 1768.2209 | 21.7985 | 0
695 | 1625.9242 | 20.0443 | 0
696 | 1432.6557 | 17.6617 | 0
697 | 1460.864 | 18.0094 | 0
698 | 1474.9682 | 18.1833 | 0
699 | 1540.241 | 18.988 | 0
700 | 1667.572 | 20.5577 | 0
701 | 2170.3034 | 26.7553 | 0
702 | 2187.7786 | 230.6444 | 277.7368
703 | 2187.7786 | 377.0124 | 477.3295
704 | 2187.7786 | 395.865 | 503.0376
705 | 2187.7786 | 374.7647 | 474.2644
706 | 2187.7786 | 321.2973 | 401.3544
707 | 2187.7786 | 295.6594 | 366.3936
708 | 2187.7786 | 230.9957 | 278.2158
709 | 2187.7786 | 149.7551 | 167.4332
710 | 2187.7786 | 161.0217 | 182.7968
711 | 2187.7786 | 129.4836 | 139.7902
712 | 2187.7786 | 95.0374 | 92.8182
713 | 2187.7786 | 96.6389 | 95.002
714 | 2187.7786 | 54.5927 | 37.6663
715 | 2039.8891 | 25.1476 | 0
716 | 1799.2325 | 22.1808 | 0
717 | 1693.3201 | 20.8751 | 0
718 | 1622.3729 | 20.0005 | 0
719 | 1483.8571 | 18.2929 | 0
720 | 1540.3716 | 18.9896 | 0
721 | 1570.5535 | 19.3617 | 0
722 | 1585.6444 | 19.5477 | 0
723 | 1655.3583 | 20.4071 | 0
724 | 1790.3924 | 22.0718 | 0
725 | 2187.7786 | 86.7986 | 81.5834
726 | 2187.7786 | 315.8597 | 393.9394
727 | 2187.7786 | 475.1459 | 611.148
728 | 2187.7786 | 495.3928 | 638.7574
729 | 2187.7786 | 472.6872 | 607.7951
730 | 2187.7786 | 415.0382 | 529.1828
731 | 2187.7786 | 387.499 | 491.6295
732 | 2187.7786 | 317.4723 | 396.1385
733 | 2187.7786 | 229.6015 | 276.3146
734 | 2187.7786 | 241.8392 | 293.0024
735 | 2187.7786 | 207.5568 | 246.2537
736 | 2187.7786 | 169.8188 | 194.7928
737 | 2187.7786 | 171.2527 | 196.7481
738 | 2187.7786 | 125.5335 | 134.4037
739 | 2187.7786 | 26.9708 | 0
740 | 1927.5981 | 23.7633 | 0
741 | 1814.6775 | 22.3712 | 0
742 | 1740.0725 | 21.4515 | 0
743 | 1594.9292 | 19.6622 | 0
744 | 1820.4642 | 22.4425 | 0
745 | 1831.5506 | 22.5792 | 0
746 | 1885.4751 | 23.244 | 0
747 | 1946.2081 | 23.9927 | 0
748 | 2076.2533 | 25.5959 | 0
749 | 2187.7786 | 219.9066 | 263.0944
750 | 2187.7786 | 403.6992 | 513.7205
751 | 2187.7786 | 502.4412 | 648.3688
752 | 2187.7786 | 564.9294 | 733.5799
753 | 2187.7786 | 554.5668 | 719.4492
754 | 2187.7786 | 529.3088 | 685.0064
755 | 2187.7786 | 516.6835 | 667.7901
756 | 2187.7786 | 444.6963 | 569.6258
757 | 2187.7786 | 329.4318 | 412.4468
758 | 2187.7786 | 315.8328 | 393.9028
759 | 2187.7786 | 306.9846 | 381.8371
760 | 2187.7786 | 235.9711 | 285.0005
761 | 2187.7786 | 255.8327 | 312.0844
762 | 2187.7786 | 245.0396 | 297.3666
763 | 2187.7786 | 173.8109 | 200.2365
764 | 2187.7786 | 62.3234 | 48.2081
765 | 2187.7786 | 58.2184 | 42.6105
766 | 2108.5308 | 25.9938 | 0
767 | 1851.719 | 22.8278 | 0
768 | 1974.768 | 24.3448 | 0
769 | 1984.4515 | 24.4642 | 0
770 | 1993.8019 | 24.5794 | 0
771 | 2100.3448 | 25.8929 | 0
772 | 2187.7786 | 48.5017 | 29.3604
773 | 2187.7786 | 255.23 | 311.2626
774 | 2187.7786 | 443.8242 | 568.4364
775 | 2187.7786 | 561.2832 | 728.6079
776 | 2187.7786 | 608.6649 | 793.2192
777 | 2187.7786 | 628.8311 | 820.7187
778 | 2187.7786 | 607.3706 | 791.4543
779 | 2187.7786 | 580.3744 | 754.6413
780 | 2187.7786 | 493.1543 | 635.7048
781 | 2187.7786 | 436.5455 | 558.511
782 | 2187.7786 | 381.725 | 483.7558
783 | 2187.7786 | 370.3197 | 468.2031
784 | 2187.7786 | 282.9952 | 349.1243
785 | 2187.7786 | 316.1846 | 394.3826
786 | 2187.7786 | 267.1573 | 327.5271
787 | 2187.7786 | 174.7912 | 201.5734
788 | 2187.7786 | 90.3964 | 86.4895
789 | 2187.7786 | 111.4186 | 115.1561
790 | 2171.1999 | 26.7664 | 0
791 | 1950.9816 | 24.0516 | 0
792 | 1895.5884 | 23.3687 | 0
793 | 1907.2476 | 23.5124 | 0
794 | 1963.6782 | 24.2081 | 0
795 | 2026.8862 | 24.9873 | 0
796 | 2161.447 | 26.6462 | 0
797 | 2187.7786 | 265.2078 | 324.8687
798 | 2187.7786 | 457.5328 | 587.1301
799 | 2187.7786 | 561.3728 | 728.7301
800 | 2187.7786 | 626.7017 | 817.815
801 | 2187.7786 | 615.9958 | 803.2159
802 | 2187.7786 | 589.8566 | 767.5715
803 | 2187.7786 | 576.5269 | 749.3948
804 | 2187.7786 | 501.3842 | 646.9274
805 | 2187.7786 | 380.9799 | 482.7398
806 | 2187.7786 | 366.7983 | 463.4012
807 | 2187.7786 | 357.4369 | 450.6357
808 | 2187.7786 | 283.1462 | 349.3301
809 | 2187.7786 | 303.666 | 377.3117
810 | 2187.7786 | 292.4272 | 361.9861
811 | 2187.7786 | 217.8701 | 260.3173
812 | 2187.7786 | 101.4341 | 101.5409
813 | 2187.7786 | 97.413 | 96.0576
814 | 2187.7786 | 29.4477 | 3.3777
815 | 1927.6737 | 23.7642 | 0
816 | 1790.8486 | 22.0774 | 0
817 | 1866.7854 | 23.0136 | 0
818 | 1868.8777 | 23.0394 | 0
819 | 1891.2907 | 23.3157 | 0
820 | 1980.7785 | 24.4189 | 0
821 | 2187.7786 | 142.7292 | 157.8524
822 | 2187.7786 | 489.8832 | 631.2442
823 | 2187.7786 | 513.0884 | 662.8877
824 | 2187.7786 | 541.2131 | 701.2396
825 | 2187.7786 | 495.5999 | 639.0398
826 | 2187.7786 | 449.1844 | 575.7459
827 | 2187.7786 | 446.4726 | 572.048
828 | 2187.7786 | 389.421 | 494.2503
829 | 2187.7786 | 380.6709 | 482.3183
830 | 2187.7786 | 325.3411 | 406.8687
831 | 2187.7786 | 241.8163 | 292.9712
832 | 2187.7786 | 138.9873 | 152.7499
833 | 2187.7786 | 141.4881 | 156.16
834 | 2187.7786 | 67.7151 | 55.5604
835 | 2187.7786 | 72.0432 | 61.4624
836 | 2187.7786 | 114.2595 | 119.0301
837 | 2187.7786 | 102.1126 | 102.4661
838 | 2187.7786 | 37.1952 | 13.9424
839 | 1876.672 | 23.1355 | 0
840 | 1931.1372 | 23.8069 | 0
841 | 1981.8776 | 24.4324 | 0
842 | 2066.7311 | 25.4785 | 0
843 | 2187.7786 | 35.0546 | 11.0234
844 | 2142.6513 | 26.4144 | 0
845 | 2187.7786 | 373.6764 | 472.7805
846 | 2187.7786 | 183.143 | 212.9621
847 | 2187.7786 | 343.3038 | 431.3633
848 | 2187.7786 | 274.9993 | 338.2208
849 | 2187.7786 | 238.5494 | 288.5164
850 | 2187.7786 | 189.1273 | 221.1226
851 | 2187.7786 | 163.1384 | 185.6832
852 | 2187.7786 | 90.3464 | 86.4213
853 | 2187.7786 | 89.9786 | 85.9198
854 | 2187.7786 | 58.1388 | 42.5019
855 | 2187.7786 | 121.3132 | 128.6488
856 | 2187.7786 | 119.3072 | 125.9133
857 | 2187.7786 | 160.4898 | 182.0714
858 | 0 | 1101.1274 | 1501.5374
859 | 0 | 1049.0419 | 1430.5116
860 | 0 | 1082.6424 | 1476.3306
861 | 0 | 1147.6073 | 1564.919
862 | 0 | 955.0678 | 1302.3652
863 | 0 | 1008.7579 | 1375.579
864 | 0 | 800.6981 | 1091.861
865 | 1881.0579 | 23.1895 | 0
866 | 1936.8271 | 23.8771 | 0
867 | 1999.1528 | 24.6454 | 0
868 | 2131.5145 | 26.2771 | 0
869 | 2187.7786 | 248.4977 | 302.0822
870 | 0 | 1348.6033 | 1839.0045
871 | 2187.7786 | 541.3946 | 701.4871
872 | 2187.7786 | 605.932 | 789.4927
873 | 2187.7786 | 595.4077 | 775.1413
874 | 2187.7786 | 569.694 | 740.0772
875 | 2187.7786 | 556.4728 | 722.0483
876 | 2187.7786 | 482.2882 | 620.8874
877 | 2187.7786 | 363.3835 | 458.7447
878 | 2187.7786 | 349.3882 | 439.6602
879 | 2187.7786 | 340.0951 | 426.9877
880 | 2187.7786 | 266.6845 | 326.8824
881 | 2187.7786 | 286.8561 | 354.3891
882 | 2187.7786 | 275.7718 | 339.2742
883 | 2187.7786 | 202.0813 | 238.787
884 | 2187.7786 | 87.1047 | 82.0008
885 | 2187.7786 | 83.2425 | 76.7342
886 | 2162.5766 | 26.6601 | 0
887 | 1900.968 | 23.435 | 0
888 | 1822.9527 | 22.4732 | 0
889 | 1834.0435 | 22.6099 | 0
890 | 1888.0154 | 23.2753 | 0
891 | 1948.8344 | 24.0251 | 0
892 | 2079.1369 | 25.6314 | 0
893 | 2187.7786 | 221.5754 | 265.3699
894 | 2187.7786 | 405.5305 | 516.2178
895 | 2187.7786 | 504.3118 | 650.9196
896 | 2187.7786 | 566.8609 | 736.2138
897 | 2187.7786 | 556.4763 | 722.053
898 | 2187.7786 | 531.1686 | 687.5425
899 | 2187.7786 | 518.5432 | 670.3261
900 | 2187.7786 | 446.475 | 572.0512
901 | 2187.7786 | 331.0887 | 414.7063
902 | 2187.7786 | 317.4732 | 396.1396
903 | 2187.7786 | 308.6267 | 384.0763
904 | 2187.7786 | 237.5486 | 287.1516
905 | 2187.7786 | 257.4524 | 314.2931
906 | 2187.7786 | 246.6446 | 299.5552
907 | 2187.7786 | 175.3549 | 202.3419
908 | 2187.7786 | 63.7475 | 50.1501
909 | 2187.7786 | 59.6133 | 44.5125
910 | 2111.5983 | 26.0316 | 0
911 | 1854.2931 | 22.8596 | 0
912 | 1765.9087 | 21.77 | 0
913 | 1776.5627 | 21.9013 | 0
914 | 1828.6271 | 22.5432 | 0
915 | 1887.5672 | 23.2698 | 0
916 | 2014.4548 | 24.834 | 0
917 | 2187.7786 | 187.1984 | 218.4923
918 | 2187.7786 | 364.6592 | 460.4842
919 | 2187.7786 | 459.5529 | 589.8848
920 | 2187.7786 | 519.9407 | 672.2317
921 | 2187.7786 | 509.8155 | 658.4247
922 | 2187.7786 | 485.1743 | 624.823
923 | 2187.7786 | 473.0867 | 608.3399
924 | 2187.7786 | 403.4176 | 513.3365
925 | 2187.7786 | 291.9403 | 361.322
926 | 2187.7786 | 278.7675 | 343.3592
927 | 2187.7786 | 270.3131 | 331.8304
928 | 2187.7786 | 201.7291 | 238.3068
929 | 2187.7786 | 221.1356 | 264.7703
930 | 2187.7786 | 210.6663 | 250.4939
931 | 2187.7786 | 141.9102 | 156.7356
932 | 2187.7786 | 34.0661 | 9.6755
933 | 2187.7786 | 29.8641 | 3.9454
934 | 2047.0638 | 25.236 | 0
935 | 1796.626 | 22.1487 | 0
936 | 1744.3476 | 21.5042 | 0
937 | 1754.8564 | 21.6337 | 0
938 | 1806.2483 | 22.2673 | 0
939 | 1864.4728 | 22.9851 | 0
940 | 1989.9227 | 24.5316 | 0
941 | 2187.7786 | 173.9756 | 200.4612
942 | 2187.7786 | 349.1453 | 439.3289
943 | 2187.7786 | 442.7463 | 566.9667
944 | 2187.7786 | 502.3624 | 648.2613
945 | 2187.7786 | 492.3498 | 634.6078
946 | 2187.7786 | 467.9883 | 601.3876
947 | 2187.7786 | 456.0723 | 585.1385
948 | 2187.7786 | 387.2781 | 491.3282
949 | 2187.7786 | 277.2121 | 341.2382
950 | 2187.7786 | 264.203 | 323.4985
951 | 2187.7786 | 255.8712 | 312.137
952 | 2187.7786 | 188.1701 | 219.8173
953 | 2187.7786 | 207.3609 | 245.9865
954 | 2187.7786 | 197.0194 | 231.8844
955 | 2187.7786 | 129.1538 | 139.3405
956 | 2177.7417 | 26.847 | 0
957 | 2167.9728 | 26.7266 | 0
958 | 2022.3295 | 24.9311 | 0
959 | 1774.75 | 21.879 | 0
960 | 1812.9994 | 22.3505 | 0
961 | 1824.0279 | 22.4865 | 0
962 | 1877.7008 | 23.1482 | 0
963 | 1938.1882 | 23.8938 | 0
964 | 2067.7924 | 25.4916 | 0
965 | 2187.7786 | 215.4173 | 256.9725
966 | 2187.7786 | 398.3534 | 506.4308
967 | 2187.7786 | 496.5796 | 640.3757
968 | 2187.7786 | 558.7831 | 725.1987
969 | 2187.7786 | 548.4539 | 711.1134
970 | 2187.7786 | 523.282 | 676.788
971 | 2187.7786 | 510.7283 | 659.6694
972 | 2187.7786 | 439.0564 | 561.935
973 | 2187.7786 | 324.3061 | 405.4572
974 | 2187.7786 | 310.7652 | 386.9924
975 | 2187.7786 | 301.9693 | 374.998
976 | 2187.7786 | 231.2846 | 278.6098
977 | 2187.7786 | 251.0822 | 305.6065
978 | 2187.7786 | 240.3334 | 290.9491
979 | 2187.7786 | 169.4389 | 194.2748
980 | 2187.7786 | 58.4463 | 42.9212
981 | 2187.7786 | 54.3307 | 37.3091
982 | 2100.0996 | 25.8899 | 0
983 | 1844.1758 | 22.7349 | 0
984 | 1770.4953 | 21.8265 | 0
985 | 1845.4585 | 22.7507 | 0
986 | 1847.503 | 22.7759 | 0
987 | 1869.7143 | 23.0497 | 0
988 | 1958.484 | 24.144 | 0
989 | 2187.7786 | 131.2293 | 142.1707
990 | 2187.7786 | 473.9601 | 609.5309
991 | 2187.7786 | 496.683 | 640.5167
992 | 2187.7786 | 524.4489 | 678.3793
993 | 2187.7786 | 479.3705 | 616.9088
994 | 2187.7786 | 433.4598 | 554.3032
995 | 2187.7786 | 430.8221 | 550.7064
996 | 2187.7786 | 374.4579 | 473.8461
997 | 2187.7786 | 365.7989 | 462.0384
998 | 2187.7786 | 311.1536 | 387.522
999 | 2187.7786 | 228.7099 | 275.0988
1000 | 2187.7786 | 127.1916 | 136.6648
1001 | 2187.7786 | 129.732 | 140.129
1002 | 2187.7786 | 56.8715 | 40.7737
1003 | 2187.7786 | 61.1794 | 46.6481
1004 | 2187.7786 | 102.8417 | 103.4604
1005 | 0 | 1000.8053 | 1364.7346
1006 | 0 | 936.6524 | 1277.2533
1007 | 0 | 794.6608 | 1083.6284
1008 | 0 | 793.1511 | 1081.5696
1009 | 0 | 813.865 | 1109.8159
1010 | 0 | 848.529 | 1157.085
1011 | 0 | 905.878 | 1235.2882
1012 | 0 | 880.3682 | 1200.502
1013 | 0 | 1232.2 | 1680.2728
1014 | 0 | 1050.0064 | 1431.827
1015 | 0 | 1202.1944 | 1639.356
1016 | 2187.7786 | 226.915 | 272.6512
1017 | 2187.7786 | 191.9706 | 224.9997
1018 | 2187.7786 | 144.4865 | 160.2487
1019 | 2187.7786 | 119.8261 | 126.621
1020 | 2187.7786 | 50.2178 | 31.7005
1021 | 2187.7786 | 49.7956 | 31.1248
1022 | 2170.0074 | 26.7517 | 0
1023 | 2187.7786 | 79.8086 | 72.0515
1024 | 2187.7786 | 77.9761 | 69.5527
1025 | 2187.7786 | 117.5694 | 123.5436
1026 | 2187.7786 | 146.738 | 163.319
1027 | 2187.7786 | 97.1369 | 95.6811
1028 | 2187.7786 | 129.1241 | 139.3
1029 | 2187.7786 | 190.8448 | 223.4646
1030 | 2140.7266 | 26.3907 | 0
1031 | 2187.7786 | 56.8514 | 40.7463
1032 | 1580.815 | 19.4882 | 0
1033 | 1611.6763 | 19.8686 | 0
1034 | 1627.107 | 20.0588 | 0
1035 | 1698.2936 | 20.9364 | 0
1036 | 1835.4392 | 22.6272 | 0
1037 | 2187.7786 | 110.997 | 114.5812
1038 | 2187.7786 | 347.6259 | 437.257
1039 | 2187.7786 | 512.5613 | 662.1689
1040 | 2187.7786 | 533.322 | 690.479
1041 | 2187.7786 | 510.0058 | 658.6841
1042 | 2187.7786 | 450.7192 | 577.8388
1043 | 2187.7786 | 422.4772 | 539.3269
1044 | 2187.7786 | 350.2277 | 440.8049
1045 | 2187.7786 | 259.6495 | 317.2892
1046 | 2187.7786 | 272.3036 | 334.5448
1047 | 2187.7786 | 236.8351 | 286.1787
1048 | 2187.7786 | 197.5681 | 232.6328
1049 | 2187.7786 | 198.8189 | 234.3383
1050 | 0 | 1061.5456 | 1447.5621
1051 | 0 | 959.8111 | 1308.8333
1052 | 0 | 844.9825 | 1152.2488
1053 | 0 | 795.6632 | 1084.9952
1054 | 0 | 763.4219 | 1041.0298
1055 | 0 | 700.8694 | 955.731
1056 | 0 | 582.2159 | 793.9307
1057 | 0 | 593.7538 | 809.6643
1058 | 1399.7973 | 17.2566 | 0
1059 | 1462.282 | 18.0269 | 0
1060 | 1585.3064 | 19.5435 | 0
1061 | 0 | 885.0241 | 1206.851
1062 | 0 | 1082.9938 | 1476.8097
1063 | 2187.7786 | 309.5817 | 385.3786
1064 | 2187.7786 | 327.4976 | 409.8093
1065 | 2187.7786 | 307.4985 | 382.5379
1066 | 2187.7786 | 256.9562 | 313.6165
1067 | 2187.7786 | 232.5984 | 280.4013
1068 | 2187.7786 | 171.8324 | 197.5386
1069 | 2187.7786 | 95.3621 | 93.261
1070 | 2187.7786 | 105.9064 | 107.6395
1071 | 2187.7786 | 76.4209 | 67.432
1072 | 2187.7786 | 44.564 | 23.9908
1073 | 2187.7786 | 46.4232 | 26.526
1074 | 2141.4547 | 26.3997 | 0
1075 | 1942.0303 | 23.9412 | 0
1076 | 1715.367 | 21.1469 | 0
1077 | 1613.7451 | 19.8941 | 0
1078 | 1544.4498 | 19.0399 | 0
1079 | 1408.5528 | 17.3645 | 0
1080 | 977.3332 | 12.0485 | 0
1081 | 1022.3305 | 12.6032 | 0
1082 | 1056.1822 | 13.0205 | 0
1083 | 1094.3263 | 13.4908 | 0
1084 | 1237.025 | 15.2499 | 0
1085 | 1573.3217 | 19.3958 | 0
1086 | 1902.9129 | 23.459 | 0
1087 | 2166.0689 | 26.7031 | 0
1088 | 2187.7786 | 36.6523 | 13.2021
1089 | 2116.3889 | 26.0907 | 0
1090 | 2013.3948 | 24.821 | 0
1091 | 1913.1079 | 23.5846 | 0
1092 | 1813.6989 | 22.3591 | 0
1093 | 1727.9721 | 21.3023 | 0
1094 | 1712.1193 | 21.1069 | 0
1095 | 1713.1924 | 21.1201 | 0
1096 | 1726.4841 | 21.284 | 0
1097 | 1730.7764 | 21.3369 | 0
1098 | 1700.6805 | 20.9659 | 0
1099 | 1542.3724 | 19.0142 | 0
1100 | 1372.0162 | 16.9141 | 0
1101 | 1261.5106 | 15.5518 | 0
1102 | 1168.1505 | 14.4009 | 0
1103 | 1046.2314 | 12.8979 | 0
1104 | 1050.0169 | 12.9445 | 0
1105 | 1098.0724 | 13.537 | 0
1106 | 1134.7271 | 13.9888 | 0
1107 | 1174.9613 | 14.4848 | 0
1108 | 1326.1565 | 16.3488 | 0
1109 | 1681.5241 | 20.7297 | 0
1110 | 2041.2291 | 25.1641 | 0
1111 | 2187.7786 | 87.5765 | 82.6442
1112 | 2187.7786 | 108.43 | 111.0807
1113 | 2187.7786 | 64.8067 | 51.5945
1114 | 2164.6552 | 26.6857 | 0
1115 | 2056.3505 | 25.3505 | 0
1116 | 1948.1762 | 24.017 | 0
1117 | 1854.7215 | 22.8649 | 0
1118 | 1837.2891 | 22.65 | 0
1119 | 1838.1839 | 22.661 | 0
1120 | 1851.3745 | 22.8236 | 0
1121 | 1854.954 | 22.8677 | 0
1122 | 1821.4313 | 22.4545 | 0
1123 | 1648.7942 | 20.3262 | 0
1124 | 1463.7029 | 18.0444 | 0
1125 | 1345.9739 | 16.5931 | 0
1126 | 1248.2599 | 15.3885 | 0
1127 | 1122.2164 | 13.8346 | 0
1128 | 886.3806 | 10.9272 | 0
1129 | 927.5133 | 11.4343 | 0
1130 | 957.8949 | 11.8089 | 0
1131 | 993.3257 | 12.2456 | 0
1132 | 1125.1154 | 13.8703 | 0
1133 | 1436.7701 | 17.7124 | 0
1134 | 1729.4119 | 21.3201 | 0
1135 | 1962.1082 | 24.1887 | 0
1136 | 2001.0894 | 24.6693 | 0
1137 | 1916.8156 | 23.6304 | 0
1138 | 1824.3152 | 22.49 | 0
1139 | 1733.9881 | 21.3765 | 0
1140 | 1645.3679 | 20.284 | 0
1141 | 1569.1341 | 19.3442 | 0
1142 | 1555.2056 | 19.1725 | 0
1143 | 1556.4679 | 19.188 | 0
1144 | 1569.7436 | 19.3517 | 0
1145 | 1574.7928 | 19.4139 | 0
1146 | 1548.8293 | 19.0938 | 0
1147 | 1408.1171 | 17.3592 | 0
1148 | 1255.9293 | 15.483 | 0
1149 | 1154.5929 | 14.2337 | 0
1150 | 1067.0201 | 13.1541 | 0
1151 | 950.909 | 11.7227 | 0
1152 | 721.1489 | 8.8903 | 0
1153 | 803.1017 | 9.9006 | 0
1154 | 745.0282 | 9.1847 | 0
1155 | 786.4903 | 9.6958 | 0
1156 | 918.6415 | 11.3249 | 0
1157 | 1133.8382 | 13.9779 | 0
1158 | 1315.6621 | 16.2194 | 0
1159 | 1471.1437 | 18.1361 | 0
1160 | 1521.5562 | 18.7576 | 0
1161 | 1439.4589 | 17.7455 | 0
1162 | 1292.4306 | 15.933 | 0
1163 | 1193.7217 | 14.7161 | 0
1164 | 1169.3452 | 14.4156 | 0
1165 | 1070.9254 | 13.2023 | 0
1166 | 1037.6216 | 12.7917 | 0
1167 | 1040.1887 | 12.8234 | 0
1168 | 1053.8976 | 12.9924 | 0
1169 | 1039.8533 | 12.8192 | 0
1170 | 1027.6938 | 12.6693 | 0
1171 | 1004.7859 | 12.3869 | 0
1172 | 996.0667 | 12.2794 | 0
1173 | 951.4998 | 11.73 | 0
1174 | 826.4719 | 10.1887 | 0
1175 | 708.0122 | 8.7283 | 0
1176 | 972.0638 | 11.9835 | 0
1177 | 993.6326 | 12.2494 | 0
1178 | 971.3022 | 11.9741 | 0
1179 | 1120.3307 | 13.8114 | 0
1180 | 1292.6332 | 15.9355 | 0
1181 | 1658.5613 | 20.4466 | 0
1182 | 1479.8265 | 18.2432 | 0
1183 | 1523.4559 | 18.781 | 0
1184 | 1542.7372 | 19.0187 | 0
1185 | 1420.7479 | 17.5149 | 0
1186 | 1346.581 | 16.6005 | 0
1187 | 1335.7738 | 16.4673 | 0
1188 | 1299.4079 | 16.019 | 0
1189 | 1203.1351 | 14.8322 | 0
1190 | 1195.4226 | 14.7371 | 0
1191 | 1217.9775 | 15.0151 | 0
1192 | 1260.375 | 15.5378 | 0
1193 | 1278.0877 | 15.7562 | 0
1194 | 1294.7688 | 15.9618 | 0
1195 | 1329.6996 | 16.3924 | 0
1196 | 1258.1784 | 15.5107 | 0
1197 | 1310.9767 | 16.1616 | 0
1198 | 1124.572 | 13.8636 | 0
1199 | 1060.0202 | 13.0678 | 0
1200 | 839.2685 | 10.3464 | 0
1201 | 878.3571 | 10.8283 | 0
1202 | 906.9831 | 11.1812 | 0
1203 | 940.8988 | 11.5993 | 0
1204 | 1066.7269 | 13.1505 | 0
1205 | 1364.7449 | 16.8245 | 0
1206 | 1639.0706 | 20.2063 | 0
1207 | 1856.772 | 22.8901 | 0
1208 | 1893.1491 | 23.3386 | 0
1209 | 1813.7829 | 22.3602 | 0
1210 | 1726.5989 | 21.2854 | 0
1211 | 1641.3486 | 20.2344 | 0
1212 | 1558.1152 | 19.2083 | 0
1213 | 1486.6001 | 18.3267 | 0
1214 | 1473.6094 | 18.1665 | 0
1215 | 1474.9318 | 18.1828 | 0
1216 | 1488.0392 | 18.3444 | 0
1217 | 1493.3288 | 18.4096 | 0
1218 | 1469.3312 | 18.1138 | 0
1219 | 1337.3579 | 16.4868 | 0
1220 | 1194.2776 | 14.723 | 0
1221 | 1097.8368 | 13.534 | 0
1222 | 1013.6421 | 12.4961 | 0
1223 | 901.2657 | 11.1107 | 0
1224 | 984.0361 | 12.1311 | 0
1225 | 1029.3249 | 12.6894 | 0
1226 | 1063.4258 | 13.1098 | 0
1227 | 1101.7868 | 13.5827 | 0
1228 | 1245.3378 | 15.3524 | 0
1229 | 1583.5861 | 19.5223 | 0
1230 | 1915.7725 | 23.6175 | 0
1231 | 2181.0517 | 26.8878 | 0
1232 | 2187.7786 | 43.2271 | 22.1677
1233 | 2131.0436 | 26.2713 | 0
1234 | 2027.2947 | 24.9923 | 0
1235 | 1926.2865 | 23.7471 | 0
1236 | 1826.1137 | 22.5122 | 0
1237 | 1739.7181 | 21.4471 | 0
1238 | 1723.7327 | 21.25 | 0
1239 | 1724.7977 | 21.2632 | 0
1240 | 1738.1155 | 21.4274 | 0
1241 | 1742.3756 | 21.4799 | 0
1242 | 1712.0022 | 21.1054 | 0
1243 | 1552.4556 | 19.1386 | 0
1244 | 1380.8077 | 17.0225 | 0
1245 | 1269.6036 | 15.6516 | 0
1246 | 1175.7579 | 14.4947 | 0
1247 | 1053.298 | 12.985 | 0
1248 | 679.8718 | 8.3814 | 0
1249 | 730.7531 | 9.0087 | 0
1250 | 762.0165 | 9.3941 | 0
1251 | 786.9999 | 9.7021 | 0
1252 | 915.3876 | 11.2848 | 0
1253 | 1184.3399 | 14.6005 | 0
1254 | 1398.3749 | 17.2391 | 0
1255 | 1590.6851 | 19.6098 | 0
1256 | 1617.7915 | 19.944 | 0
1257 | 1461.9713 | 18.0231 | 0
1258 | 1343.2135 | 16.559 | 0
1259 | 1273.6951 | 15.702 | 0
1260 | 1204.3727 | 14.8474 | 0
1261 | 1135.8508 | 14.0027 | 0
1262 | 1114.8124 | 13.7433 | 0
1263 | 1112.101 | 13.7099 | 0
1264 | 1146.1009 | 14.129 | 0
1265 | 1198.1337 | 14.7705 | 0
1266 | 1177.2344 | 14.5129 | 0
1267 | 1139.2576 | 14.0447 | 0
1268 | 1036.9729 | 12.7837 | 0
1269 | 947.2325 | 11.6774 | 0
1270 | 840.2754 | 10.3589 | 0
1271 | 747.5614 | 9.2159 | 0
1272 | 705.0472 | 8.6918 | 0
1273 | 757.6598 | 9.3404 | 0
1274 | 790.7422 | 9.7482 | 0
1275 | 816.2148 | 10.0622 | 0
1276 | 948.0099 | 11.687 | 0
1277 | 1224.6136 | 15.0969 | 0
1278 | 1448.3447 | 17.8551 | 0
1279 | 1650.1623 | 20.3431 | 0
1280 | 1678.9226 | 20.6976 | 0
1281 | 1516.6055 | 18.6966 | 0
1282 | 1392.7902 | 17.1702 | 0
1283 | 1320.4902 | 16.2789 | 0
1284 | 1248.1588 | 15.3872 | 0
1285 | 1176.606 | 14.5051 | 0
1286 | 1154.5825 | 14.2336 | 0
1287 | 1151.3892 | 14.1942 | 0
1288 | 1186.3004 | 14.6246 | 0
1289 | 1240.0889 | 15.2877 | 0
1290 | 1217.5896 | 15.0104 | 0
1291 | 1177.4204 | 14.5151 | 0
1292 | 1070.4649 | 13.1966 | 0
1293 | 977.8246 | 12.0545 | 0
1294 | 867.9901 | 10.7005 | 0
1295 | 774.0124 | 9.542 | 0
1296 | 394.6311 | 4.865 | 0
1297 | 425.3421 | 5.2436 | 0
1298 | 438.3927 | 5.4045 | 0
1299 | 456.254 | 5.6247 | 0
1300 | 541.1556 | 6.6713 | 0
1301 | 715.0553 | 8.8151 | 0
1302 | 825.6462 | 10.1785 | 0
1303 | 918.8811 | 11.3279 | 0
1304 | 929.6045 | 11.4601 | 0
1305 | 844.7616 | 10.4142 | 0
1306 | 780.9149 | 9.6271 | 0
1307 | 742.1609 | 9.1493 | 0
1308 | 705.3304 | 8.6953 | 0
1309 | 669.3602 | 8.2518 | 0
1310 | 658.7363 | 8.1209 | 0
1311 | 660.1038 | 8.1377 | 0
1312 | 682.5182 | 8.414 | 0
1313 | 714.0388 | 8.8026 | 0
1314 | 708.2743 | 8.7316 | 0
1315 | 692.2898 | 8.5345 | 0
1316 | 639.7264 | 7.8865 | 0
1317 | 584.3752 | 7.2041 | 0
1318 | 0 | 220.1186 | 300.1617
1319 | 0 | 189.9085 | 258.9661
1320 | 0 | 197.7349 | 269.6385
1321 | 0 | 161.1955 | 219.812
1322 | 0 | 179.4604 | 244.7188
1323 | 0 | 167.8461 | 228.8811
1324 | 490.2534 | 6.0438 | 0
1325 | 651.1625 | 8.0275 | 0
1326 | 726.9356 | 8.9616 | 0
1327 | 733.9116 | 9.0476 | 0
1328 | 740.0548 | 9.1233 | 0
1329 | 700.6664 | 8.6378 | 0
1330 | 696.6185 | 8.5879 | 0
1331 | 554.6998 | 6.8383 | 0
1332 | 561.8695 | 6.9267 | 0
1333 | 526.0948 | 6.4857 | 0
1334 | 542.3066 | 6.6855 | 0
1335 | 501.3796 | 6.181 | 0
1336 | 516.1842 | 6.3635 | 0
1337 | 475.5644 | 5.8627 | 0
1338 | 475.315 | 5.8596 | 0
1339 | 531.5075 | 6.5524 | 0
1340 | 541.4314 | 6.6747 | 0
1341 | 520.4391 | 6.4159 | 0
1342 | 454.4229 | 5.6021 | 0
1343 | 346.7249 | 4.2744 | 0
1344 | 678.892 | 8.3693 | 0
1345 | 819.0147 | 10.0968 | 0
1346 | 0 | 336.092 | 458.3073
1347 | 0 | 356.0335 | 485.5002
1348 | 0 | 450.7401 | 614.6456
1349 | 0 | 615.3151 | 839.0661
1350 | 0 | 501.5542 | 683.9376
1351 | 0 | 524.5027 | 715.2309
1352 | 1120.3747 | 13.8119 | 0
1353 | 1102.5509 | 13.5922 | 0
1354 | 981.5313 | 12.1002 | 0
1355 | 967.3714 | 11.9257 | 0
1356 | 964.595 | 11.8915 | 0
1357 | 879.2083 | 10.8388 | 0
1358 | 864.4533 | 10.6569 | 0
1359 | 872.9215 | 10.7613 | 0
1360 | 907.186 | 11.1837 | 0
1361 | 929.1547 | 11.4545 | 0
1362 | 991.9278 | 12.2284 | 0
1363 | 1021.0708 | 12.5877 | 0
1364 | 1074.3991 | 13.2451 | 0
1365 | 0 | 457.5667 | 623.9545
1366 | 0 | 391.0427 | 533.2401
1367 | 0 | 340.3006 | 464.0462
1368 | 0 | 345.8274 | 471.5828
1369 | 0 | 361.9859 | 493.6171
1370 | 0 | 373.7303 | 509.6322
1371 | 0 | 387.8394 | 528.8719
1372 | 0 | 440.0672 | 600.0917
1373 | 0 | 563.9328 | 768.9993
1374 | 0 | 675.9665 | 921.7725
1375 | 1785.5011 | 22.0115 | 0
1376 | 1820.0474 | 22.4374 | 0
1377 | 1744.0533 | 21.5006 | 0
1378 | 1660.5136 | 20.4707 | 0
1379 | 1578.7289 | 19.4624 | 0
1380 | 1499.225 | 18.4823 | 0
1381 | 1430.9867 | 17.6411 | 0
1382 | 1418.6562 | 17.4891 | 0
1383 | 1420.0365 | 17.5061 | 0
1384 | 1433.1032 | 17.6672 | 0
1385 | 1438.6244 | 17.7352 | 0
1386 | 1416.0339 | 17.4568 | 0
1387 | 1290.1329 | 15.9047 | 0
1388 | 1153.3409 | 14.2183 | 0
1389 | 1060.1392 | 13.0693 | 0
1390 | 978.052 | 12.0573 | 0
1391 | 867.8662 | 10.699 | 0
1392 | 690.2523 | 8.5094 | 0
1393 | 741.862 | 9.1456 | 0
1394 | 773.8125 | 9.5395 | 0
1395 | 799.0391 | 9.8505 | 0
1396 | 928.9598 | 11.4521 | 0
1397 | 1201.2866 | 14.8094 | 0
1398 | 1419.1511 | 17.4952 | 0
1399 | 1615.1545 | 19.9115 | 0
1400 | 1642.881 | 20.2533 | 0
1401 | 1484.4511 | 18.3002 | 0
1402 | 1363.6707 | 16.8112 | 0
1403 | 1293.0251 | 15.9403 | 0
1404 | 1222.5041 | 15.0709 | 0
1405 | 1152.7794 | 14.2114 | 0
1406 | 1131.3544 | 13.9473 | 0
1407 | 1128.4807 | 13.9118 | 0
1408 | 1162.8894 | 14.336 | 0
1409 | 1215.6623 | 14.9866 | 0
1410 | 1194.1819 | 14.7218 | 0
1411 | 1155.3759 | 14.2434 | 0
1412 | 1051.2494 | 12.9597 | 0
1413 | 960.2729 | 11.8382 | 0
1414 | 852.0264 | 10.5037 | 0
1415 | 758.585 | 9.3518 | 0
1416 | 387.3888 | 4.7757 | 0
1417 | 417.5759 | 5.1478 | 0
1418 | 430.2151 | 5.3037 | 0
1419 | 447.8619 | 5.5212 | 0
1420 | 531.5553 | 6.553 | 0
1421 | 702.8633 | 8.6648 | 0
1422 | 810.9646 | 9.9975 | 0
1423 | 901.8683 | 11.1182 | 0
1424 | 912.2259 | 11.2459 | 0
1425 | 829.129 | 10.2214 | 0
1426 | 766.6255 | 9.4509 | 0
1427 | 728.6366 | 8.9826 | 0
1428 | 692.5969 | 8.5383 | 0
1429 | 657.4151 | 8.1046 | 0
1430 | 647.0397 | 7.9767 | 0
1431 | 648.4813 | 7.9944 | 0
1432 | 670.5747 | 8.2668 | 0
1433 | 701.5612 | 8.6488 | 0
1434 | 696.1172 | 8.5817 | 0
1435 | 680.6304 | 8.3908 | 0
1436 | 629.2611 | 7.7575 | 0
1437 | 574.8158 | 7.0863 | 0
1438 | 505.3961 | 6.2305 | 0
1439 | 435.5907 | 5.3699 | 0
1440 | 232.7803 | 2.8697 | 0
1441 | 239.2242 | 2.9491 | 0
1442 | 262.0277 | 3.2303 | 0
1443 | 282.3561 | 3.4809 | 0
1444 | 354.1706 | 4.3662 | 0
1445 | 539.3545 | 6.6491 | 0
1446 | 663.1356 | 8.1751 | 0
1447 | 661.4763 | 8.1546 | 0
1448 | 587.6892 | 7.245 | 0
1449 | 533.3181 | 6.5747 | 0
1450 | 473.5777 | 5.8382 | 0
1451 | 441.1033 | 5.4379 | 0
1452 | 416.7279 | 5.1374 | 0
1453 | 398.0532 | 4.9072 | 0
1454 | 368.7197 | 4.5455 | 0
1455 | 366.7371 | 4.5211 | 0
1456 | 371.0349 | 4.5741 | 0
1457 | 379.0521 | 4.6729 | 0
1458 | 417.3114 | 5.1446 | 0
1459 | 454.0835 | 5.5979 | 0
1460 | 440.9479 | 5.436 | 0
1461 | 422.0242 | 5.2027 | 0
1462 | 346.0816 | 4.2665 | 0
1463 | 264.7647 | 3.264 | 0
1464 | 292.6276 | 3.6075 | 0
1465 | 301.872 | 3.7215 | 0
1466 | 333.2422 | 4.1082 | 0
1467 | 358.4478 | 4.4189 | 0
1468 | 444.5897 | 5.4809 | 0
1469 | 676.7056 | 8.3424 | 0
1470 | 835.946 | 10.3055 | 0
1471 | 838.9024 | 10.3419 | 0
1472 | 742.27 | 9.1506 | 0
1473 | 672.2573 | 8.2875 | 0
1474 | 594.0699 | 7.3236 | 0
1475 | 552.6017 | 6.8124 | 0
1476 | 520.719 | 6.4194 | 0
1477 | 496.7967 | 6.1245 | 0
1478 | 458.7088 | 5.6549 | 0
1479 | 455.7557 | 5.6185 | 0
1480 | 460.5054 | 5.6771 | 0
1481 | 469.3201 | 5.7857 | 0
1482 | 517.635 | 6.3814 | 0
1483 | 563.8529 | 6.9511 | 0
1484 | 544.9361 | 6.7179 | 0
1485 | 521.5279 | 6.4294 | 0
1486 | 427.467 | 5.2698 | 0
1487 | 329 | 4.0559 | 0
1488 | 670.3921 | 8.2645 | 0
1489 | 746.4097 | 9.2017 | 0
1490 | 692.7101 | 8.5397 | 0
1491 | 731.7252 | 9.0207 | 0
1492 | 856.7653 | 10.5621 | 0
1493 | 1061.4919 | 13.086 | 0
1494 | 1228.377 | 15.1433 | 0
1495 | 1369.8475 | 16.8874 | 0
1496 | 1415.3666 | 17.4485 | 0
1497 | 1338.9826 | 16.5069 | 0
1498 | 1203.6547 | 14.8386 | 0
1499 | 1112.5863 | 13.7159 | 0
1500 | 1089.907 | 13.4363 | 0
1501 | 999.5713 | 12.3226 | 0
1502 | 969.0981 | 11.947 | 0
1503 | 972.009 | 11.9829 | 0
1504 | 985.6297 | 12.1508 | 0
1505 | 973.8561 | 12.0056 | 0
1506 | 963.7136 | 11.8806 | 0
1507 | 943.4082 | 11.6303 | 0
1508 | 935.2429 | 11.5296 | 0
1509 | 892.4034 | 11.0015 | 0
1510 | 774.6304 | 9.5496 | 0
1511 | 661.369 | 8.1533 | 0
1512 | 776.681 | 9.5749 | 0
1513 | 939.4988 | 11.5821 | 0
1514 | 900.3356 | 11.0993 | 0
1515 | 952.8248 | 11.7464 | 0
1516 | 1204.2903 | 14.8464 | 0
1517 | 1639.8237 | 20.2156 | 0
1518 | 1325.7724 | 16.344 | 0
1519 | 1390.6434 | 17.1437 | 0
1520 | 1269.1487 | 15.646 | 0
1521 | 1250.9251 | 15.4213 | 0
1522 | 1110.0988 | 13.6852 | 0
1523 | 1095.0612 | 13.4998 | 0
1524 | 1092.6124 | 13.4696 | 0
1525 | 992.635 | 12.2371 | 0
1526 | 975.2522 | 12.0228 | 0
1527 | 983.9954 | 12.1306 | 0
1528 | 1021.9989 | 12.5991 | 0
1529 | 1045.5167 | 12.889 | 0
1530 | 1117.3116 | 13.7741 | 0
1531 | 1150.2063 | 14.1797 | 0
1532 | 1213.4433 | 14.9592 | 0
1533 | 1210.8393 | 14.9271 | 0
1534 | 1035.2515 | 12.7625 | 0
1535 | 906.3628 | 11.1736 | 0
1536 | 834.8974 | 10.2926 | 0
1537 | 873.7992 | 10.7721 | 0
1538 | 902.2596 | 11.123 | 0
1539 | 936.0421 | 11.5395 | 0
1540 | 1061.3381 | 13.0841 | 0
1541 | 1358.1499 | 16.7432 | 0
1542 | 1630.7205 | 20.1034 | 0
1543 | 1846.9778 | 22.7694 | 0
1544 | 1883.1026 | 23.2147 | 0
1545 | 1804.2003 | 22.242 | 0
1546 | 1717.5177 | 21.1734 | 0
1547 | 1632.7439 | 20.1283 | 0
1548 | 1550.0239 | 19.1086 | 0
1549 | 1478.96 | 18.2325 | 0
1550 | 1466.0604 | 18.0735 | 0
1551 | 1467.3909 | 18.0899 | 0
1552 | 1480.4935 | 18.2514 | 0
1553 | 1485.8156 | 18.317 | 0
1554 | 1462.0122 | 18.0236 | 0
1555 | 1330.8751 | 16.4069 | 0
1556 | 1188.6603 | 14.6537 | 0
1557 | 1092.6639 | 13.4703 | 0
1558 | 1008.7569 | 12.4359 | 0
1559 | 896.6779 | 11.0542 | 0
1560 | 957.4238 | 11.803 | 0
1561 | 1001.5843 | 12.3475 | 0
1562 | 1034.6674 | 12.7553 | 0
1563 | 1072.241 | 13.2185 | 0
1564 | 1212.6182 | 14.9491 | 0
1565 | 1543.7075 | 19.0307 | 0
1566 | 1865.0345 | 22.992 | 0
1567 | 2121.3556 | 26.1519 | 0
1568 | 2164.4688 | 26.6834 | 0
1569 | 2072.6293 | 25.5512 | 0
1570 | 1971.9578 | 24.3101 | 0
1571 | 1873.8686 | 23.1009 | 0
1572 | 1776.8644 | 21.905 | 0
1573 | 1693.258 | 20.8744 | 0
1574 | 1677.8391 | 20.6843 | 0
1575 | 1678.9617 | 20.6981 | 0
1576 | 1692.2842 | 20.8623 | 0
1577 | 1696.7746 | 20.9177 | 0
1578 | 1667.6205 | 20.5583 | 0
1579 | 1513.2444 | 18.6552 | 0
1580 | 1346.9302 | 16.6049 | 0
1581 | 1238.4004 | 15.2669 | 0
1582 | 1146.2258 | 14.1306 | 0
1583 | 1025.4228 | 12.6413 | 0
1584 | 1080.1438 | 13.3159 | 0
1585 | 1129.4873 | 13.9242 | 0
1586 | 1167.2836 | 14.3902 | 0
1587 | 1208.4369 | 14.8975 | 0
1588 | 1363.3034 | 16.8067 | 0
1589 | 1726.9956 | 21.2903 | 0
1590 | 2098.7866 | 25.8737 | 0
1591 | 2187.7786 | 116.4868 | 122.0674
1592 | 2187.7786 | 138.0843 | 151.5184
1593 | 2187.7786 | 93.0922 | 90.1656
1594 | 2187.7786 | 43.8734 | 23.049
1595 | 2115.6553 | 26.0816 | 0
1596 | 2003.9448 | 24.7045 | 0
1597 | 1907.3826 | 23.5141 | 0
1598 | 1889.3237 | 23.2914 | 0
1599 | 1890.163 | 23.3018 | 0
1600 | 1903.3886 | 23.4648 | 0
1601 | 1906.7456 | 23.5062 | 0
1602 | 1871.8866 | 23.0765 | 0
1603 | 1693.4909 | 20.8772 | 0
1604 | 1502.4379 | 18.5219 | 0
1605 | 1381.6446 | 17.0328 | 0
1606 | 1281.9429 | 15.8037 | 0
1607 | 1153.8405 | 14.2245 | 0
1608 | 987.8395 | 12.178 | 0
1609 | 1033.2664 | 12.738 | 0
1610 | 1067.5357 | 13.1605 | 0
1611 | 1105.9493 | 13.6341 | 0
1612 | 1249.7842 | 15.4072 | 0
1613 | 1588.5793 | 19.5839 | 0
1614 | 1922.7671 | 23.7037 | 0
1615 | 2187.7786 | 27.8168 | 1.1536
1616 | 2187.7786 | 47.0873 | 27.4317
1617 | 2139.5794 | 26.3766 | 0
1618 | 2035.3256 | 25.0913 | 0
1619 | 1933.8554 | 23.8404 | 0
1620 | 1833.1198 | 22.5986 | 0
1621 | 1746.217 | 21.5272 | 0
1622 | 1730.1185 | 21.3288 | 0
1623 | 1731.1546 | 21.3415 | 0
1624 | 1744.3843 | 21.5046 | 0
1625 | 1748.5287 | 21.5557 | 0
1626 | 1717.8858 | 21.178 | 0
1627 | 1557.3953 | 19.1994 | 0
1628 | 1384.8193 | 17.0719 | 0
1629 | 1273.3128 | 15.6973 | 0
1630 | 1179.436 | 14.54 | 0
1631 | 1057.1356 | 13.0323 | 0
1632 | 580.1791 | 7.1524 | 0
1633 | 624.0971 | 7.6938 | 0
1634 | 648.6209 | 7.9961 | 0
1635 | 671.3618 | 8.2765 | 0
1636 | 785.313 | 9.6813 | 0
1637 | 1022.3502 | 12.6035 | 0
1638 | 1199.229 | 14.784 | 0
1639 | 1355.5615 | 16.7113 | 0
1640 | 1376.574 | 16.9703 | 0
1641 | 1245.9721 | 15.3602 | 0
1642 | 1146.7795 | 14.1374 | 0
1643 | 1088.1307 | 13.4144 | 0
1644 | 1030.4146 | 12.7029 | 0
1645 | 973.5489 | 12.0018 | 0
1646 | 956.267 | 11.7888 | 0
1647 | 955.1973 | 11.7756 | 0
1648 | 985.3447 | 12.1473 | 0
1649 | 1030.3052 | 12.7015 | 0
1650 | 1015.163 | 12.5149 | 0
1651 | 985.3176 | 12.1469 | 0
1652 | 900.9106 | 11.1064 | 0
1653 | 822.9498 | 10.1453 | 0
1654 | 728.1459 | 8.9765 | 0
1655 | 641.9553 | 7.914 | 0
1656 | 490.2516 | 6.0438 | 0
1657 | 545.3056 | 6.7225 | 0
1658 | 506.956 | 6.2497 | 0
1659 | 0 | 229.9936 | 313.6276
1660 | 0 | 272.1697 | 371.1406
1661 | 0 | 342.7243 | 467.3513
1662 | 0 | 392.0479 | 534.6107
1663 | 1008.9766 | 12.4386 | 0
1664 | 1037.9431 | 12.7957 | 0
1665 | 981.8759 | 12.1045 | 0
1666 | 887.2546 | 10.938 | 0
1667 | 822.8828 | 10.1444 | 0
1668 | 806.2383 | 9.9392 | 0
1669 | 743.8929 | 9.1707 | 0
1670 | 723.171 | 8.9152 | 0
1671 | 726.9841 | 8.9622 | 0
1672 | 739.761 | 9.1197 | 0
1673 | 735.2696 | 9.0643 | 0
1674 | 731.5816 | 9.0189 | 0
1675 | 719.9133 | 8.875 | 0
1676 | 713.7496 | 8.799 | 0
1677 | 677.8949 | 8.357 | 0
1678 | 586.8064 | 7.2341 | 0
1679 | 493.8958 | 6.0887 | 0
1680 | 529.2974 | 6.5251 | 0
1681 | 635.2875 | 7.8318 | 0
1682 | 608.4691 | 7.5012 | 0
1683 | 645.7784 | 7.9611 | 0
1684 | 820.1395 | 10.1106 | 0
1685 | 1125.009 | 13.869 | 0
1686 | 931.1176 | 11.4787 | 0
1687 | 968.261 | 11.9366 | 0
1688 | 889.8455 | 10.9699 | 0
1689 | 873.1387 | 10.764 | 0
1690 | 781.8649 | 9.6388 | 0
1691 | 769.3186 | 9.4841 | 0
1692 | 766.2106 | 9.4458 | 0
1693 | 702.6102 | 8.6617 | 0
1694 | 691.7581 | 8.5279 | 0
1695 | 699.5852 | 8.6244 | 0
1696 | 727.851 | 8.9729 | 0
1697 | 747.0733 | 9.2099 | 0
1698 | 796.0403 | 9.8135 | 0
1699 | 819.3401 | 10.1008 | 0
1700 | 858.0295 | 10.5777 | 0
1701 | 847.7183 | 10.4506 | 0
1702 | 723.886 | 8.924 | 0
1703 | 622.8913 | 7.679 | 0
1704 | 413.6284 | 5.0992 | 0
1705 | 445.6844 | 5.4944 | 0
1706 | 459.941 | 5.6701 | 0
1707 | 478.2812 | 5.8962 | 0
1708 | 566.0932 | 6.9788 | 0
1709 | 746.3478 | 9.2009 | 0
1710 | 863.8095 | 10.649 | 0
1711 | 963.6178 | 11.8794 | 0
1712 | 975.4254 | 12.025 | 0
1713 | 885.8631 | 10.9209 | 0
1714 | 818.3662 | 10.0888 | 0
1715 | 777.5654 | 9.5858 | 0
1716 | 738.5756 | 9.1051 | 0
1717 | 700.4426 | 8.635 | 0
1718 | 689.1273 | 8.4955 | 0
1719 | 690.2272 | 8.5091 | 0
1720 | 713.4168 | 8.7949 | 0
1721 | 746.3053 | 9.2004 | 0
1722 | 739.5416 | 9.117 | 0
1723 | 722.1007 | 8.902 | 0
1724 | 666.2351 | 8.2133 | 0
1725 | 608.589 | 7.5026 | 0
1726 | 535.7142 | 6.6042 | 0
1727 | 463.6781 | 5.7162 | 0
1728 | 336.6197 | 4.1498 | 0
1729 | 348.0904 | 4.2912 | 0
1730 | 386.1543 | 4.7605 | 0
1731 | 414.8937 | 5.1148 | 0
1732 | 510.961 | 6.2991 | 0
1733 | 777.4759 | 9.5847 | 0
1734 | 963.3144 | 11.8757 | 0
1735 | 970.4032 | 11.9631 | 0
1736 | 856.4097 | 10.5578 | 0
1737 | 774.6554 | 9.5499 | 0
1738 | 682.4551 | 8.4133 | 0
1739 | 634.2813 | 7.8194 | 0
1740 | 596.6984 | 7.3561 | 0
1741 | 568.8532 | 7.0128 | 0
1742 | 524.1524 | 6.4617 | 0
1743 | 520.4183 | 6.4157 | 0
1744 | 525.4044 | 6.4771 | 0
1745 | 534.62 | 6.5908 | 0
1746 | 590.3588 | 7.2779 | 0
1747 | 643.5187 | 7.9332 | 0
1748 | 619.9997 | 7.6433 | 0
1749 | 593.3509 | 7.3148 | 0
1750 | 486.1779 | 5.9936 | 0
1751 | 375.6552 | 4.631 | 0
1752 | 434.9882 | 5.3625 | 0
1753 | 468.6063 | 5.7769 | 0
1754 | 484.0031 | 5.9668 | 0
1755 | 503.0241 | 6.2012 | 0
1756 | 594.548 | 7.3295 | 0
1757 | 782.7012 | 9.6491 | 0
1758 | 907.3103 | 11.1853 | 0
1759 | 1013.7304 | 12.4972 | 0
1760 | 1026.5449 | 12.6552 | 0
1761 | 931.9135 | 11.4886 | 0
1762 | 860.5279 | 10.6085 | 0
1763 | 817.4935 | 10.078 | 0
1764 | 776.2202 | 9.5692 | 0
1765 | 735.8165 | 9.0711 | 0
1766 | 723.791 | 8.9228 | 0
1767 | 724.7146 | 8.9342 | 0
1768 | 748.8894 | 9.2323 | 0
1769 | 783.3718 | 9.6573 | 0
1770 | 775.7541 | 9.5634 | 0
1771 | 756.9322 | 9.3314 | 0
1772 | 697.6421 | 8.6005 | 0
1773 | 637.2778 | 7.8563 | 0
1774 | 561.3013 | 6.9197 | 0
1775 | 486.8706 | 6.0021 | 0
1776 | 433.5907 | 5.3453 | 0
1777 | 467.0973 | 5.7583 | 0
1778 | 482.4594 | 5.9477 | 0
1779 | 501.4095 | 6.1813 | 0
1780 | 592.6092 | 7.3056 | 0
1781 | 780.1061 | 9.6171 | 0
1782 | 904.3545 | 11.1488 | 0
1783 | 1010.4863 | 12.4572 | 0
1784 | 1023.2742 | 12.6148 | 0
1785 | 928.9305 | 11.4518 | 0
1786 | 857.7594 | 10.5744 | 0
1787 | 814.8587 | 10.0455 | 0
1788 | 773.708 | 9.5382 | 0
1789 | 733.4231 | 9.0416 | 0
1790 | 721.4316 | 8.8938 | 0
1791 | 722.3437 | 8.905 | 0
1792 | 746.433 | 9.202 | 0
1793 | 780.8008 | 9.6257 | 0
1794 | 773.189 | 9.5318 | 0
1795 | 754.41 | 9.3003 | 0
1796 | 695.2906 | 8.5715 | 0
1797 | 635.1297 | 7.8298 | 0
1798 | 559.4216 | 6.8965 | 0
1799 | 485.2787 | 5.9825 | 0
1800 | 296.7192 | 3.6579 | 0
1801 | 306.1666 | 3.7744 | 0
1802 | 338.1498 | 4.1687 | 0
1803 | 363.6853 | 4.4835 | 0
1804 | 450.7651 | 5.557 | 0
1805 | 686.0828 | 8.458 | 0
1806 | 847.7841 | 10.4514 | 0
1807 | 851.1069 | 10.4924 | 0
1808 | 752.8736 | 9.2814 | 0
1809 | 681.7747 | 8.4049 | 0
1810 | 602.2949 | 7.425 | 0
1811 | 560.2054 | 6.9062 | 0
1812 | 527.797 | 6.5066 | 0
1813 | 503.5113 | 6.2072 | 0
1814 | 464.8128 | 5.7302 | 0
1815 | 461.7886 | 5.6929 | 0
1816 | 466.5626 | 5.7517 | 0
1817 | 475.4191 | 5.8609 | 0
1818 | 524.4238 | 6.4651 | 0
1819 | 571.2873 | 7.0428 | 0
1820 | 551.951 | 6.8044 | 0
1821 | 528.2401 | 6.5121 | 0
1822 | 432.9546 | 5.3374 | 0
1823 | 333.3529 | 4.1095 | 0
1824 | 296.4387 | 3.6545 | 0
1825 | 245.5287 | 3.0269 | 0
1826 | 0 | 115.5819 | 157.6116
1827 | 0 | 109.8358 | 149.7761
1828 | 0 | 139.9718 | 190.8706
1829 | 0 | 189.2622 | 258.0848
1830 | 0 | 212.1321 | 289.271
1831 | 493.2976 | 6.0813 | 0
1832 | 493.695 | 6.0862 | 0
1833 | 466.7225 | 5.7537 | 0
1834 | 461.6733 | 5.6915 | 0
1835 | 375.4285 | 4.6283 | 0
1836 | 378.5404 | 4.6666 | 0
1837 | 356.0281 | 4.3891 | 0
1838 | 363.9099 | 4.4863 | 0
1839 | 340.1401 | 4.1932 | 0
1840 | 350.0804 | 4.3158 | 0
1841 | 328.4905 | 4.0496 | 0
1842 | 332.1193 | 4.0943 | 0
1843 | 369.0993 | 4.5502 | 0
1844 | 376.3874 | 4.6401 | 0
1845 | 361.5814 | 4.4575 | 0
1846 | 313.0413 | 3.8591 | 0
1847 | 236.6222 | 2.9171 | 0
1848 | 147.1035 | 1.8135 | 0
1849 | 150.2876 | 1.8527 | 0
1850 | 159.6182 | 1.9678 | 0
1851 | 184.6042 | 2.2758 | 0
1852 | 281.7641 | 3.4736 | 0
1853 | 387.1009 | 4.7721 | 0
1854 | 343.9887 | 4.2407 | 0
1855 | 366.085 | 4.5131 | 0
1856 | 316.9428 | 3.9072 | 0
1857 | 273.31 | 3.3693 | 0
1858 | 262.3645 | 3.2344 | 0
1859 | 240.6369 | 2.9666 | 0
1860 | 238.7557 | 2.9434 | 0
1861 | 221.0419 | 2.725 | 0
1862 | 218.8941 | 2.6985 | 0
1863 | 211.8147 | 2.6112 | 0
1864 | 229.8839 | 2.834 | 0
1865 | 235.9714 | 2.909 | 0
1866 | 256.4996 | 3.1621 | 0
1867 | 266.4531 | 3.2848 | 0
1868 | 268.5712 | 3.3109 | 0
1869 | 266.7047 | 3.2879 | 0
1870 | 220.9381 | 2.7237 | 0
1871 | 174.9192 | 2.1564 | 0
1872 | 245.1704 | 3.0224 | 0
1873 | 252.2087 | 3.1092 | 0
1874 | 276.8202 | 3.4126 | 0
1875 | 298.1539 | 3.6756 | 0
1876 | 372.8819 | 4.5969 | 0
1877 | 567.7735 | 6.9995 | 0
1878 | 698.942 | 8.6165 | 0
1879 | 698.3026 | 8.6086 | 0
1880 | 619.7364 | 7.6401 | 0
1881 | 562.1059 | 6.9296 | 0
1882 | 498.507 | 6.1456 | 0
1883 | 464.1625 | 5.7222 | 0
1884 | 438.217 | 5.4023 | 0
1885 | 418.4502 | 5.1586 | 0
1886 | 387.2888 | 4.7745 | 0
1887 | 385.0994 | 4.7475 | 0
1888 | 389.4825 | 4.8015 | 0
1889 | 397.6486 | 4.9022 | 0
1890 | 437.9925 | 5.3995 | 0
1891 | 476.7202 | 5.877 | 0
1892 | 462.357 | 5.6999 | 0
1893 | 442.5097 | 5.4552 | 0
1894 | 362.834 | 4.473 | 0
1895 | 278.0144 | 3.4273 | 0
1896 | 305.4229 | 3.7652 | 0
1897 | 315.2923 | 3.8869 | 0
1898 | 348.5562 | 4.297 | 0
1899 | 374.7965 | 4.6205 | 0
1900 | 463.9067 | 5.719 | 0
1901 | 706.0411 | 8.704 | 0
1902 | 872.946 | 10.7616 | 0
1903 | 877.0051 | 10.8117 | 0
1904 | 775.3994 | 9.5591 | 0
1905 | 702.0044 | 8.6543 | 0
1906 | 619.802 | 7.6409 | 0
1907 | 576.3962 | 7.1058 | 0
1908 | 542.88 | 6.6926 | 0
1909 | 517.8254 | 6.3837 | 0
1910 | 477.8381 | 5.8908 | 0
1911 | 474.6669 | 5.8517 | 0
1912 | 479.4982 | 5.9112 | 0
1913 | 488.4544 | 6.0216 | 0
1914 | 538.9243 | 6.6438 | 0
1915 | 587.1614 | 7.2385 | 0
1916 | 566.9534 | 6.9894 | 0
1917 | 542.5951 | 6.6891 | 0
1918 | 444.6928 | 5.4821 | 0
1919 | 342.6454 | 4.2241 | 0
1920 | 225.9683 | 2.7857 | 0
1921 | 232.0884 | 2.8612 | 0
1922 | 253.9047 | 3.1301 | 0
1923 | 273.6796 | 3.3739 | 0
1924 | 343.8817 | 4.2393 | 0
1925 | 523.7266 | 6.4565 | 0
1926 | 643.4555 | 7.9325 | 0
1927 | 641.2484 | 7.9053 | 0
1928 | 570.0788 | 7.0279 | 0
1929 | 517.4955 | 6.3796 | 0
1930 | 459.8685 | 5.6692 | 0
1931 | 428.4207 | 5.2815 | 0
1932 | 404.9053 | 4.9916 | 0
1933 | 386.8299 | 4.7688 | 0
1934 | 358.4982 | 4.4195 | 0
1935 | 356.6281 | 4.3965 | 0
1936 | 360.8774 | 4.4489 | 0
1937 | 368.8094 | 4.5467 | 0
1938 | 405.9232 | 5.0042 | 0
1939 | 441.6203 | 5.4443 | 0
1940 | 429.1533 | 5.2906 | 0
1941 | 410.7384 | 5.0636 | 0
1942 | 336.8518 | 4.1527 | 0
1943 | 257.4703 | 3.1741 | 0
1944 | 194.6126 | 2.3992 | 0
1945 | 199.4213 | 2.4585 | 0
1946 | 217.1175 | 2.6766 | 0
1947 | 234.2896 | 2.8883 | 0
1948 | 296.4218 | 3.6543 | 0
1949 | 451.5854 | 5.5671 | 0
1950 | 553.2314 | 6.8202 | 0
1951 | 549.2927 | 6.7716 | 0
1952 | 489.5646 | 6.0353 | 0
1953 | 444.9499 | 5.4853 | 0
1954 | 396.5673 | 4.8889 | 0
1955 | 369.7438 | 4.5582 | 0
1956 | 349.9927 | 4.3147 | 0
1957 | 334.6059 | 4.125 | 0
1958 | 310.6956 | 3.8302 | 0
1959 | 309.2713 | 3.8127 | 0
1960 | 313.1949 | 3.861 | 0
1961 | 320.5369 | 3.9516 | 0
1962 | 352.4121 | 4.3445 | 0
1963 | 383.1592 | 4.7236 | 0
1964 | 373.3938 | 4.6032 | 0
1965 | 357.3802 | 4.4058 | 0
1966 | 293.1779 | 3.6143 | 0
1967 | 223.2934 | 2.7527 | 0
1968 | 166.2921 | 2.05 | 0
1969 | 169.9754 | 2.0954 | 0
1970 | 184.0903 | 2.2695 | 0
1971 | 198.8934 | 2.4519 | 0
1972 | 253.5229 | 3.1254 | 0
1973 | 386.3592 | 4.763 | 0
1974 | 471.8606 | 5.8171 | 0
1975 | 466.6188 | 5.7524 | 0
1976 | 417.0243 | 5.141 | 0
1977 | 379.5209 | 4.6787 | 0
1978 | 339.3281 | 4.1832 | 0
1979 | 316.6479 | 3.9036 | 0
1980 | 300.2326 | 3.7012 | 0
1981 | 287.251 | 3.5412 | 0
1982 | 267.2715 | 3.2949 | 0
1983 | 266.2259 | 3.282 | 0
1984 | 269.8215 | 3.3263 | 0
1985 | 276.5654 | 3.4095 | 0
1986 | 303.7204 | 3.7442 | 0
1987 | 329.9962 | 4.0682 | 0
1988 | 322.5464 | 3.9763 | 0
1989 | 308.7216 | 3.8059 | 0
1990 | 253.3388 | 3.1231 | 0
1991 | 192.2263 | 2.3698 | 0
1992 | 178.968 | 2.2063 | 0
1993 | 168.8373 | 2.0814 | 0
1994 | 144.6824 | 1.7836 | 0
1995 | 166.0222 | 2.0467 | 0
1996 | 231.8744 | 2.8585 | 0
1997 | 307.5779 | 3.7918 | 0
1998 | 361.9867 | 4.4625 | 0
1999 | 339.6069 | 4.1866 | 0
2000 | 323.2008 | 3.9844 | 0
2001 | 295.0366 | 3.6372 | 0
2002 | 314.2611 | 3.8742 | 0
2003 | 253.9716 | 3.1309 | 0
2004 | 254.0005 | 3.1313 | 0
2005 | 245.629 | 3.0281 | 0
2006 | 261.9966 | 3.2299 | 0
2007 | 248.0493 | 3.0579 | 0
2008 | 241.623 | 2.9787 | 0
2009 | 229.4989 | 2.8292 | 0
2010 | 210.0658 | 2.5897 | 0
2011 | 241.4206 | 2.9762 | 0
2012 | 245.5486 | 3.0271 | 0
2013 | 245.6064 | 3.0278 | 0
2014 | 209.5105 | 2.5828 | 0
2015 | 154.4662 | 1.9042 | 0
2016 | 110.9002 | 1.3672 | 0
2017 | 114.7397 | 1.4145 | 0
2018 | 140.2219 | 1.7286 | 0
2019 | 140.7438 | 1.7351 | 0
2020 | 212.2657 | 2.6168 | 0
2021 | 292.0014 | 3.5998 | 0
2022 | 293.7302 | 3.6211 | 0
2023 | 289.7987 | 3.5726 | 0
2024 | 223.1482 | 2.751 | 0
2025 | 198.2447 | 2.4439 | 0
2026 | 189.1452 | 2.3318 | 0
2027 | 170.741 | 2.1049 | 0
2028 | 170.2002 | 2.0982 | 0
2029 | 159.3137 | 1.964 | 0
2030 | 149.8808 | 1.8477 | 0
2031 | 142.9115 | 1.7618 | 0
2032 | 145.962 | 1.7994 | 0
2033 | 165.1379 | 2.0358 | 0
2034 | 183.9992 | 2.2683 | 0
2035 | 185.6013 | 2.2881 | 0
2036 | 214.1769 | 2.6404 | 0
2037 | 221.233 | 2.7273 | 0
2038 | 176.0795 | 2.1707 | 0
2039 | 136.9871 | 1.6888 | 0
2040 | 215.3111 | 2.6543 | 0
2041 | 221.0181 | 2.7247 | 0
2042 | 241.5113 | 2.9773 | 0
2043 | 260.3915 | 3.2101 | 0
2044 | 327.7327 | 4.0403 | 0
2045 | 499.1696 | 6.1537 | 0
2046 | 612.8562 | 7.5552 | 0
2047 | 610.2045 | 7.5226 | 0
2048 | 542.813 | 6.6918 | 0
2049 | 492.8907 | 6.0763 | 0
2050 | 438.3175 | 5.4035 | 0
2051 | 408.4231 | 5.035 | 0
2052 | 386.1516 | 4.7604 | 0
2053 | 368.9773 | 4.5487 | 0
2054 | 342.1137 | 4.2176 | 0
2055 | 340.382 | 4.1962 | 0
2056 | 344.5019 | 4.247 | 0
2057 | 352.1974 | 4.3419 | 0
2058 | 387.5369 | 4.7775 | 0
2059 | 421.5513 | 5.1969 | 0
2060 | 409.9339 | 5.0536 | 0
2061 | 392.346 | 4.8368 | 0
2062 | 321.7911 | 3.967 | 0
2063 | 245.7447 | 3.0295 | 0
2064 | 179.2916 | 2.2103 | 0
2065 | 183.4623 | 2.2617 | 0
2066 | 199.1522 | 2.4551 | 0
2067 | 215.0515 | 2.6511 | 0
2068 | 273.2303 | 3.3684 | 0
2069 | 416.3324 | 5.1325 | 0
2070 | 509.1517 | 6.2768 | 0
2071 | 504.3795 | 6.218 | 0
2072 | 450.2323 | 5.5504 | 0
2073 | 409.5071 | 5.0484 | 0
2074 | 365.6338 | 4.5075 | 0
2075 | 341.0682 | 4.2047 | 0
2076 | 323.1533 | 3.9838 | 0
2077 | 309.0791 | 3.8103 | 0
2078 | 287.3262 | 3.5421 | 0
2079 | 286.1185 | 3.5272 | 0
2080 | 289.8813 | 3.5736 | 0
2081 | 296.932 | 3.6606 | 0
2082 | 326.248 | 4.022 | 0
2083 | 354.5764 | 4.3712 | 0
2084 | 346.125 | 4.267 | 0
2085 | 331.2858 | 4.0841 | 0
2086 | 271.8189 | 3.351 | 0
2087 | 206.5842 | 2.5468 | 0
2088 | 107.3213 | 1.323 | 0
2089 | 109.7259 | 1.3527 | 0
2090 | 106.8715 | 1.3175 | 0
2091 | 121.7247 | 1.5006 | 0
2092 | 182.4041 | 2.2487 | 0
2093 | 293.2342 | 3.615 | 0
2094 | 333.9131 | 4.1165 | 0
2095 | 329.8122 | 4.0659 | 0
2096 | 260.5073 | 3.2115 | 0
2097 | 235.8646 | 2.9077 | 0
2098 | 220.8451 | 2.7226 | 0
2099 | 195.4789 | 2.4098 | 0
2100 | 196.5101 | 2.4226 | 0
2101 | 175.0586 | 2.1581 | 0
2102 | 164.1008 | 2.023 | 0
2103 | 160.5816 | 1.9796 | 0
2104 | 152.6102 | 1.8814 | 0
2105 | 161.7353 | 1.9939 | 0
2106 | 187.522 | 2.3118 | 0
2107 | 214.027 | 2.6385 | 0
2108 | 223.3721 | 2.7537 | 0
2109 | 203.7684 | 2.512 | 0
2110 | 169.096 | 2.0846 | 0
2111 | 136.4857 | 1.6826 | 0
2112 | 176.185 | 2.172 | 0
2113 | 180.2605 | 2.2222 | 0
2114 | 195.6245 | 2.4116 | 0
2115 | 211.2554 | 2.6043 | 0
2116 | 268.5087 | 3.3102 | 0
2117 | 409.1448 | 5.0439 | 0
2118 | 500.2832 | 6.1675 | 0
2119 | 495.493 | 6.1084 | 0
2120 | 442.3614 | 5.4534 | 0
2121 | 402.375 | 4.9604 | 0
2122 | 359.3236 | 4.4297 | 0
2123 | 335.1966 | 4.1323 | 0
2124 | 317.6169 | 3.9156 | 0
2125 | 303.7954 | 3.7452 | 0
2126 | 282.4437 | 3.4819 | 0
2127 | 281.2661 | 3.4674 | 0
2128 | 284.9768 | 3.5132 | 0
2129 | 291.9305 | 3.5989 | 0
2130 | 320.7342 | 3.954 | 0
2131 | 348.5719 | 4.2972 | 0
2132 | 340.3149 | 4.1954 | 0
2133 | 325.7252 | 4.0155 | 0
2134 | 267.2606 | 3.2948 | 0
2135 | 203.0812 | 2.5036 | 0
2136 | 391.9487 | 4.8319 | 0
2137 | 422.4657 | 5.2081 | 0
2138 | 435.3638 | 5.3671 | 0
2139 | 453.1457 | 5.5863 | 0
2140 | 537.6001 | 6.6275 | 0
2141 | 710.5403 | 8.7595 | 0
2142 | 820.2088 | 10.1115 | 0
2143 | 912.5798 | 11.2502 | 0
2144 | 923.1676 | 11.3807 | 0
2145 | 838.9715 | 10.3428 | 0
2146 | 775.6224 | 9.5618 | 0
2147 | 737.1519 | 9.0876 | 0
2148 | 700.6144 | 8.6371 | 0
2149 | 664.9362 | 8.1973 | 0
2150 | 654.4044 | 8.0674 | 0
2151 | 655.7995 | 8.0846 | 0
2152 | 678.095 | 8.3595 | 0
2153 | 709.4178 | 8.7456 | 0
2154 | 703.7722 | 8.676 | 0
2155 | 687.9722 | 8.4813 | 0
2156 | 635.8512 | 7.8387 | 0
2157 | 580.8354 | 7.1605 | 0
2158 | 510.779 | 6.2968 | 0
2159 | 440.5131 | 5.4306 | 0
2160 | 404.2679 | 4.9838 | 0
2161 | 449.3897 | 5.54 | 0
2162 | 418.2401 | 5.156 | 0
2163 | 443.7952 | 5.4711 | 0
2164 | 528.6221 | 6.5168 | 0
2165 | 672.2 | 8.2868 | 0
2166 | 763.6227 | 9.4139 | 0
2167 | 835.7337 | 10.3029 | 0
2168 | 857.3944 | 10.5699 | 0
2169 | 811.0532 | 9.9986 | 0
2170 | 735.2641 | 9.0643 | 0
2171 | 683.3285 | 8.424 | 0
2172 | 669.5727 | 8.2544 | 0
2173 | 620.0758 | 7.6442 | 0
2174 | 603.7932 | 7.4435 | 0
2175 | 607.8051 | 7.493 | 0
2176 | 619.7915 | 7.6407 | 0
2177 | 618.209 | 7.6212 | 0
2178 | 617.0886 | 7.6074 | 0
2179 | 609.1049 | 7.509 | 0
2180 | 603.9231 | 7.4451 | 0
2181 | 572.0255 | 7.0519 | 0
2182 | 494.357 | 6.0944 | 0
2183 | 412.5483 | 5.0859 | 0
2184 | 680.711 | 8.3918 | 0
2185 | 821.2535 | 10.1243 | 0
2186 | 786.8733 | 9.7005 | 0
2187 | 833.5447 | 10.2759 | 0
2188 | 1055.2366 | 13.0089 | 0
2189 | 1440.4527 | 17.7578 | 0
2190 | 1173.9465 | 14.4723 | 0
2191 | 1227.7343 | 15.1354 | 0
2192 | 1123.1542 | 13.8462 | 0
2193 | 1105.3209 | 13.6263 | 0
2194 | 983.9351 | 12.1299 | 0
2195 | 969.7578 | 11.9551 | 0
2196 | 966.9868 | 11.9209 | 0
2197 | 881.331 | 10.865 | 0
2198 | 866.5276 | 10.6825 | 0
2199 | 875.0017 | 10.787 | 0
2200 | 909.337 | 11.2102 | 0
2201 | 931.3361 | 11.4814 | 0
2202 | 994.2769 | 12.2574 | 0
2203 | 1023.4902 | 12.6175 | 0
2204 | 1077.0006 | 13.2772 | 0
2205 | 1071.0121 | 13.2034 | 0
2206 | 915.3096 | 11.2839 | 0
2207 | 796.634 | 9.8208 | 0
2208 | 279.3836 | 3.4442 | 0
2209 | 288.0419 | 3.551 | 0
2210 | 317.5958 | 3.9153 | 0
2211 | 341.7119 | 4.2126 | 0
2212 | 424.5617 | 5.234 | 0
2213 | 646.2718 | 7.9672 | 0
2214 | 797.772 | 9.8349 | 0
2215 | 799.8553 | 9.8606 | 0
2216 | 708.1645 | 8.7302 | 0
2217 | 641.5643 | 7.9092 | 0
2218 | 567.3684 | 6.9945 | 0
2219 | 527.8715 | 6.5076 | 0
2220 | 497.6137 | 6.1345 | 0
2221 | 474.8395 | 5.8538 | 0
2222 | 438.6533 | 5.4077 | 0
2223 | 435.9014 | 5.3738 | 0
2224 | 440.5319 | 5.4308 | 0
2225 | 449.133 | 5.5369 | 0
2226 | 495.2291 | 6.1051 | 0
2227 | 539.3565 | 6.6491 | 0
2228 | 521.6483 | 6.4308 | 0
2229 | 499.2437 | 6.1546 | 0
2230 | 409.2336 | 5.045 | 0
2231 | 314.6723 | 3.8793 | 0
2232 | 208.0319 | 2.5646 | 0
2233 | 213.3692 | 2.6304 | 0
2234 | 232.7517 | 2.8693 | 0
2235 | 251.0476 | 3.0949 | 0
2236 | 316.7514 | 3.9049 | 0
2237 | 482.4973 | 5.9482 | 0
2238 | 591.7786 | 7.2954 | 0
2239 | 588.4372 | 7.2542 | 0
2240 | 523.9229 | 6.4589 | 0
2241 | 475.9453 | 5.8674 | 0
2242 | 423.6944 | 5.2233 | 0
2243 | 394.9103 | 4.8684 | 0
2244 | 373.5835 | 4.6055 | 0
2245 | 357.0587 | 4.4018 | 0
2246 | 331.2908 | 4.0841 | 0
2247 | 329.6888 | 4.0644 | 0
2248 | 333.7705 | 4.1147 | 0
2249 | 341.401 | 4.2088 | 0
2250 | 375.5119 | 4.6293 | 0
2251 | 408.3777 | 5.0344 | 0
2252 | 397.5246 | 4.9007 | 0
2253 | 380.4725 | 4.6904 | 0
2254 | 312.0855 | 3.8474 | 0
2255 | 238.0294 | 2.9344 | 0
2256 | 103.6833 | 1.2782 | 0
2257 | 105.978 | 1.3065 | 0
2258 | 103.1915 | 1.2721 | 0
2259 | 117.4814 | 1.4483 | 0
2260 | 176.1911 | 2.1721 | 0
2261 | 283.0559 | 3.4895 | 0
2262 | 322.2333 | 3.9725 | 0
2263 | 318.1759 | 3.9224 | 0
2264 | 251.5876 | 3.1016 | 0
2265 | 227.9468 | 2.8101 | 0
2266 | 213.4286 | 2.6311 | 0
2267 | 189.0461 | 2.3305 | 0
2268 | 190.0215 | 2.3426 | 0
2269 | 169.315 | 2.0873 | 0
2270 | 158.8005 | 1.9577 | 0
2271 | 155.3529 | 1.9152 | 0
2272 | 147.7432 | 1.8214 | 0
2273 | 156.5595 | 1.9301 | 0
2274 | 181.3933 | 2.2362 | 0
2275 | 206.899 | 2.5506 | 0
2276 | 215.9544 | 2.6623 | 0
2277 | 197.1557 | 2.4305 | 0
2278 | 163.6453 | 2.0174 | 0
2279 | 131.9593 | 1.6268 | 0
2280 | 200.3472 | 2.4699 | 0
2281 | 205.3919 | 2.5321 | 0
2282 | 223.8328 | 2.7594 | 0
2283 | 241.482 | 2.977 | 0
2284 | 305.1038 | 3.7613 | 0
2285 | 464.7836 | 5.7298 | 0
2286 | 569.7246 | 7.0235 | 0
2287 | 566.086 | 6.9787 | 0
2288 | 504.2782 | 6.2167 | 0
2289 | 458.2116 | 5.6488 | 0
2290 | 408.1485 | 5.0316 | 0
2291 | 380.4815 | 4.6905 | 0
2292 | 360.046 | 4.4386 | 0
2293 | 344.1689 | 4.2429 | 0
2294 | 319.4541 | 3.9382 | 0
2295 | 317.9497 | 3.9197 | 0
2296 | 321.935 | 3.9688 | 0
2297 | 329.3892 | 4.0607 | 0
2298 | 362.2217 | 4.4654 | 0
2299 | 393.8741 | 4.8556 | 0
2300 | 383.6226 | 4.7293 | 0
2301 | 367.1686 | 4.5264 | 0
2302 | 301.1904 | 3.7131 | 0
2303 | 229.5566 | 2.83 | 0
2304 | 371.0664 | 4.5745 | 0
2305 | 400.0692 | 4.932 | 0
2306 | 411.7963 | 5.0766 | 0
2307 | 428.9498 | 5.2881 | 0
2308 | 509.8898 | 6.2859 | 0
2309 | 675.3046 | 8.3251 | 0
2310 | 777.8348 | 9.5891 | 0
2311 | 863.5385 | 10.6456 | 0
2312 | 873.0865 | 10.7633 | 0
2313 | 793.9082 | 9.7872 | 0
2314 | 734.417 | 9.0538 | 0
2315 | 698.1478 | 8.6067 | 0
2316 | 663.8804 | 8.1843 | 0
2317 | 630.4642 | 7.7723 | 0
2318 | 620.6443 | 7.6513 | 0
2319 | 622.2442 | 7.671 | 0
2320 | 643.6062 | 7.9343 | 0
2321 | 673.3854 | 8.3014 | 0
2322 | 668.6449 | 8.243 | 0
2323 | 654.2619 | 8.0657 | 0
2324 | 605.5641 | 7.4653 | 0
2325 | 553.1698 | 6.8194 | 0
2326 | 486.0534 | 5.992 | 0
2327 | 417.9439 | 5.1524 | 0
2328 | 452.2693 | 5.5755 | 0
2329 | 502.9287 | 6.2001 | 0
2330 | 467.7719 | 5.7667 | 0
2331 | 495.8537 | 6.1128 | 0
2332 | 588.3937 | 7.2537 | 0
2333 | 743.9827 | 9.1718 | 0
2334 | 848.5672 | 10.4611 | 0
2335 | 932.5448 | 11.4963 | 0
2336 | 958.2264 | 11.8129 | 0
2337 | 906.4528 | 11.1747 | 0
2338 | 820.2083 | 10.1115 | 0
2339 | 761.3597 | 9.386 | 0
2340 | 745.9905 | 9.1965 | 0
2341 | 689.3703 | 8.4985 | 0
2342 | 670.6302 | 8.2675 | 0
2343 | 674.5536 | 8.3158 | 0
2344 | 687.0188 | 8.4695 | 0
2345 | 683.8673 | 8.4307 | 0
2346 | 681.3633 | 8.3998 | 0
2347 | 671.365 | 8.2765 | 0
2348 | 665.6324 | 8.2059 | 0
2349 | 631.4654 | 7.7847 | 0
2350 | 546.2389 | 6.734 | 0
2351 | 458.098 | 5.6474 | 0
2352 | 930.8217 | 11.4751 | 0
2353 | 951.7963 | 11.7337 | 0
2354 | 930.7214 | 11.4739 | 0
2355 | 1072.9016 | 13.2266 | 0
2356 | 1238.6591 | 15.2701 | 0
2357 | 1591.6367 | 19.6216 | 0
2358 | 1421.8362 | 17.5283 | 0
2359 | 1462.8098 | 18.0334 | 0
2360 | 1480.9562 | 18.2571 | 0
2361 | 1364.7816 | 16.8249 | 0
2362 | 1293.9231 | 15.9514 | 0
2363 | 1283.1355 | 15.8184 | 0
2364 | 1248.4696 | 15.391 | 0
2365 | 1157.0117 | 14.2636 | 0
2366 | 1149.7531 | 14.1741 | 0
2367 | 1171.3035 | 14.4397 | 0
2368 | 1212.189 | 14.9438 | 0
2369 | 1229.5344 | 15.1576 | 0
2370 | 1245.7033 | 15.3569 | 0
2371 | 1278.8425 | 15.7655 | 0
2372 | 1210.562 | 14.9237 | 0
2373 | 1259.3575 | 15.5253 | 0
2374 | 1080.3718 | 13.3187 | 0
2375 | 1015.7591 | 12.5222 | 0
2376 | 587.0628 | 7.2373 | 0
2377 | 631.4302 | 7.7842 | 0
2378 | 656.5558 | 8.094 | 0
2379 | 679.3616 | 8.3751 | 0
2380 | 794.0318 | 9.7888 | 0
2381 | 1032.7965 | 12.7322 | 0
2382 | 1212.6063 | 14.9489 | 0
2383 | 1371.9154 | 16.9129 | 0
2384 | 1393.4828 | 17.1787 | 0
2385 | 1260.9896 | 15.5454 | 0
2386 | 1160.3098 | 14.3042 | 0
2387 | 1100.8677 | 13.5714 | 0
2388 | 1042.259 | 12.8489 | 0
2389 | 984.4866 | 12.1367 | 0
2390 | 966.9028 | 11.9199 | 0
2391 | 965.641 | 11.9043 | 0
2392 | 995.9827 | 12.2784 | 0
2393 | 1041.3962 | 12.8383 | 0
2394 | 1025.6861 | 12.6446 | 0
2395 | 995.117 | 12.2677 | 0
2396 | 909.2933 | 11.2097 | 0
2397 | 830.6065 | 10.2397 | 0
2398 | 735.1869 | 9.0633 | 0
2399 | 648.9934 | 8.0007 | 0
2400 | 403.4521 | 4.9737 | 0
2401 | 434.8056 | 5.3603 | 0
2402 | 448.3384 | 5.5271 | 0
2403 | 466.4734 | 5.7506 | 0
2404 | 552.8848 | 6.8159 | 0
2405 | 730.007 | 8.9995 | 0
2406 | 843.5799 | 10.3996 | 0
2407 | 939.586 | 11.5831 | 0
2408 | 950.7363 | 11.7206 | 0
2409 | 863.7876 | 10.6487 | 0
2410 | 798.3237 | 9.8417 | 0
2411 | 758.6438 | 9.3525 | 0
2412 | 720.8627 | 8.8867 | 0
2413 | 683.9463 | 8.4316 | 0
2414 | 673.0256 | 8.297 | 0
2415 | 674.3138 | 8.3129 | 0
2416 | 697.1291 | 8.5942 | 0
2417 | 729.305 | 8.9908 | 0
2418 | 723.1738 | 8.9152 | 0
2419 | 706.6055 | 8.711 | 0
2420 | 652.6128 | 8.0454 | 0
2421 | 596.1462 | 7.3492 | 0
2422 | 524.4531 | 6.4654 | 0
2423 | 452.9651 | 5.5841 | 0
2424 | 224.505 | 2.7677 | 0
2425 | 230.5608 | 2.8423 | 0
2426 | 252.1776 | 3.1088 | 0
2427 | 271.8319 | 3.3511 | 0
2428 | 341.6685 | 4.2121 | 0
2429 | 520.3635 | 6.415 | 0
2430 | 639.2387 | 7.8805 | 0
2431 | 636.9372 | 7.8521 | 0
2432 | 566.312 | 6.9815 | 0
2433 | 514.105 | 6.3378 | 0
2434 | 456.9178 | 5.6328 | 0
2435 | 425.6875 | 5.2478 | 0
2436 | 402.3511 | 4.9602 | 0
2437 | 384.4023 | 4.7389 | 0
2438 | 356.2803 | 4.3922 | 0
2439 | 354.4322 | 4.3694 | 0
2440 | 358.6681 | 4.4216 | 0
2441 | 366.5759 | 4.5191 | 0
2442 | 403.4446 | 4.9736 | 0
2443 | 438.9107 | 5.4109 | 0
2444 | 426.5763 | 5.2588 | 0
2445 | 408.2724 | 5.0332 | 0
2446 | 334.834 | 4.1278 | 0
2447 | 255.8856 | 3.1545 | 0
2448 | 515.0724 | 6.3498 | 0
2449 | 554.3862 | 6.8344 | 0
2450 | 574.7545 | 7.0855 | 0
2451 | 595.8687 | 7.3458 | 0
2452 | 699.8909 | 8.6282 | 0
2453 | 915.2266 | 11.2828 | 0
2454 | 1068.4985 | 13.1724 | 0
2455 | 1202.2226 | 14.8209 | 0
2456 | 1219.4972 | 15.0339 | 0
2457 | 1105.0943 | 13.6235 | 0
2458 | 1018.4336 | 12.5552 | 0
2459 | 966.8063 | 11.9187 | 0
2460 | 916.5054 | 11.2986 | 0
2461 | 867.0685 | 10.6892 | 0
2462 | 852.1633 | 10.5054 | 0
2463 | 852.0236 | 10.5037 | 0
2464 | 879.5258 | 10.8427 | 0
2465 | 919.8039 | 11.3393 | 0
2466 | 908.1143 | 11.1952 | 0
2467 | 883.2867 | 10.8891 | 0
2468 | 810.2265 | 9.9884 | 0
2469 | 740.1162 | 9.1241 | 0
2470 | 653.6521 | 8.0582 | 0
2471 | 572.5289 | 7.0581 | 0
2472 | 307.2436 | 3.7877 | 0
2473 | 317.2185 | 3.9106 | 0
2474 | 350.7908 | 4.3245 | 0
2475 | 377.1733 | 4.6498 | 0
2476 | 466.6462 | 5.7528 | 0
2477 | 710.1964 | 8.7552 | 0
2478 | 878.2445 | 10.8269 | 0
2479 | 882.5333 | 10.8798 | 0
2480 | 780.164 | 9.6178 | 0
2481 | 706.2636 | 8.7068 | 0
2482 | 623.4454 | 7.6858 | 0
2483 | 579.7545 | 7.1472 | 0
2484 | 545.988 | 6.7309 | 0
2485 | 520.7659 | 6.42 | 0
2486 | 480.4908 | 5.9235 | 0
2487 | 477.2819 | 5.8839 | 0
2488 | 482.1153 | 5.9435 | 0
2489 | 491.0735 | 6.0539 | 0
2490 | 541.8531 | 6.6799 | 0
2491 | 590.3775 | 7.2781 | 0
2492 | 569.951 | 7.0263 | 0
2493 | 545.4631 | 6.7244 | 0
2494 | 447.0345 | 5.511 | 0
2495 | 344.5317 | 4.2474 | 0
2496 | 377.1815 | 4.6499 | 0
2497 | 309.7316 | 3.8183 | 0
2498 | 342.8021 | 4.226 | 0
2499 | 322.9709 | 3.9816 | 0
2500 | 407.5178 | 5.0238 | 0
2501 | 545.8188 | 6.7288 | 0
2502 | 610.4822 | 7.526 | 0
2503 | 612.4146 | 7.5498 | 0
2504 | 615.3711 | 7.5862 | 0
2505 | 582.2139 | 7.1775 | 0
2506 | 577.4823 | 7.1192 | 0
2507 | 464.3754 | 5.7248 | 0
2508 | 469.3656 | 5.7863 | 0
2509 | 440.405 | 5.4293 | 0
2510 | 452.18 | 5.5744 | 0
2511 | 420.2024 | 5.1802 | 0
2512 | 432.55 | 5.3324 | 0
2513 | 401.9762 | 4.9555 | 0
2514 | 403.9754 | 4.9802 | 0
2515 | 450.4063 | 5.5526 | 0
2516 | 459.0465 | 5.6591 | 0
2517 | 441.1247 | 5.4382 | 0
2518 | 383.6143 | 4.7292 | 0
2519 | 291.4022 | 3.5924 | 0
2520 | 326.1368 | 4.0206 | 0
2521 | 337.4903 | 4.1606 | 0
2522 | 366.5458 | 4.5187 | 0
2523 | 427.73 | 5.273 | 0
2524 | 656.6647 | 8.0953 | 0
2525 | 880.3479 | 10.8529 | 0
2526 | 727.5175 | 8.9688 | 0
2527 | 811.6258 | 10.0057 | 0
2528 | 684.8241 | 8.4425 | 0
2529 | 575.5242 | 7.095 | 0
2530 | 554.2661 | 6.8329 | 0
2531 | 502.6533 | 6.1967 | 0
2532 | 501.3393 | 6.1805 | 0
2533 | 456.6465 | 5.6295 | 0
2534 | 456.5727 | 5.6286 | 0
2535 | 435.4476 | 5.3682 | 0
2536 | 481.9373 | 5.9413 | 0
2537 | 490.7134 | 6.0495 | 0
2538 | 534.9675 | 6.595 | 0
2539 | 549.0524 | 6.7687 | 0
2540 | 549.8391 | 6.7784 | 0
2541 | 553.3445 | 6.8216 | 0
2542 | 459.1417 | 5.6603 | 0
2543 | 376.1742 | 4.6374 | 0
2544 | 514.4991 | 6.3427 | 0
2545 | 553.7539 | 6.8266 | 0
2546 | 574.1654 | 7.0783 | 0
2547 | 595.2126 | 7.3377 | 0
2548 | 698.9848 | 8.617 | 0
2549 | 913.8505 | 11.2659 | 0
2550 | 1067.1284 | 13.1555 | 0
2551 | 1200.9417 | 14.8051 | 0
2552 | 1218.2619 | 15.0186 | 0
2553 | 1103.9138 | 13.609 | 0
2554 | 1017.2837 | 12.541 | 0
2555 | 965.6933 | 11.905 | 0
2556 | 915.4043 | 11.285 | 0
2557 | 865.9732 | 10.6757 | 0
2558 | 851.064 | 10.4919 | 0
2559 | 850.8864 | 10.4897 | 0
2560 | 878.3233 | 10.8279 | 0
2561 | 918.5395 | 11.3237 | 0
2562 | 906.7806 | 11.1787 | 0
2563 | 881.9022 | 10.872 | 0
2564 | 808.8353 | 9.9713 | 0
2565 | 738.8452 | 9.1084 | 0
2566 | 652.5853 | 8.045 | 0
2567 | 571.7688 | 7.0487 | 0
2568 | 522.3909 | 6.44 | 0
2569 | 562.2417 | 6.9313 | 0
2570 | 582.9931 | 7.1871 | 0
2571 | 604.3455 | 7.4503 | 0
2572 | 709.6547 | 8.7486 | 0
2573 | 927.7228 | 11.4369 | 0
2574 | 1083.4235 | 13.3564 | 0
2575 | 1219.3861 | 15.0325 | 0
2576 | 1236.9983 | 15.2496 | 0
2577 | 1120.8668 | 13.818 | 0
2578 | 1032.8812 | 12.7333 | 0
2579 | 980.4909 | 12.0874 | 0
2580 | 929.4127 | 11.4577 | 0
2581 | 879.2034 | 10.8388 | 0
2582 | 864.0571 | 10.652 | 0
2583 | 863.8614 | 10.6496 | 0
2584 | 891.705 | 10.9929 | 0
2585 | 932.5312 | 11.4962 | 0
2586 | 920.5584 | 11.3486 | 0
2587 | 895.2665 | 11.0368 | 0
2588 | 821.043 | 10.1218 | 0
2589 | 749.9965 | 9.2459 | 0
2590 | 662.4574 | 8.1667 | 0
2591 | 580.4892 | 7.1562 | 0
2592 | 400.6271 | 4.9389 | 0
2593 | 431.7716 | 5.3228 | 0
2594 | 445.1639 | 5.4879 | 0
2595 | 463.2021 | 5.7103 | 0
2596 | 549.1014 | 6.7693 | 0
2597 | 725.1427 | 8.9395 | 0
2598 | 837.7981 | 10.3283 | 0
2599 | 932.9673 | 11.5015 | 0
2600 | 943.9946 | 11.6375 | 0
2601 | 857.7049 | 10.5737 | 0
2602 | 792.745 | 9.7729 | 0
2603 | 753.3572 | 9.2873 | 0
2604 | 715.8711 | 8.8252 | 0
2605 | 679.2473 | 8.3737 | 0
2606 | 668.4174 | 8.2402 | 0
2607 | 669.7229 | 8.2563 | 0
2608 | 692.4024 | 8.5359 | 0
2609 | 724.3648 | 8.9299 | 0
2610 | 718.3335 | 8.8556 | 0
2611 | 701.9356 | 8.6534 | 0
2612 | 648.3819 | 7.9932 | 0
2613 | 592.2815 | 7.3016 | 0
2614 | 521.0156 | 6.423 | 0
2615 | 449.8784 | 5.5461 | 0
2616 | 234.2892 | 2.8883 | 0
2617 | 240.8008 | 2.9686 | 0
2618 | 263.8131 | 3.2523 | 0
2619 | 284.2654 | 3.5044 | 0
2620 | 356.4521 | 4.3943 | 0
2621 | 542.8211 | 6.6919 | 0
2622 | 667.4866 | 8.2287 | 0
2623 | 665.9304 | 8.2095 | 0
2624 | 591.5774 | 7.2929 | 0
2625 | 536.8164 | 6.6178 | 0
2626 | 476.6191 | 5.8757 | 0
2627 | 443.9197 | 5.4726 | 0
2628 | 419.3582 | 5.1698 | 0
2629 | 400.5524 | 4.938 | 0
2630 | 371.0014 | 4.5737 | 0
2631 | 368.9955 | 4.5489 | 0
2632 | 373.3064 | 4.6021 | 0
2633 | 381.3471 | 4.7012 | 0
2634 | 419.8593 | 5.176 | 0
2635 | 456.8697 | 5.6323 | 0
2636 | 443.5946 | 5.4686 | 0
2637 | 424.5569 | 5.2339 | 0
2638 | 348.1537 | 4.292 | 0
2639 | 266.3945 | 3.2841 | 0
2640 | 259.6825 | 3.2013 | 0
2641 | 267.3376 | 3.2957 | 0
2642 | 293.8791 | 3.6229 | 0
2643 | 316.4144 | 3.9007 | 0
2644 | 394.842 | 4.8676 | 0
2645 | 601.1508 | 7.4109 | 0
2646 | 740.7196 | 9.1315 | 0
2647 | 740.9247 | 9.1341 | 0
2648 | 657.03 | 8.0998 | 0
2649 | 595.6972 | 7.3437 | 0
2650 | 527.7935 | 6.5066 | 0
2651 | 491.3032 | 6.0567 | 0
2652 | 463.6049 | 5.7153 | 0
2653 | 442.59 | 5.4562 | 0
2654 | 409.3719 | 5.0467 | 0
2655 | 406.9722 | 5.0171 | 0
2656 | 411.5004 | 5.0729 | 0
2657 | 419.9289 | 5.1769 | 0
2658 | 462.6992 | 5.7041 | 0
2659 | 503.7177 | 6.2098 | 0
2660 | 488.0836 | 6.0171 | 0
2661 | 467.1282 | 5.7587 | 0
2662 | 382.9824 | 4.7214 | 0
2663 | 293.7995 | 3.6219 | 0
2664 | 279.4066 | 3.4445 | 0
2665 | 231.9027 | 2.8589 | 0
2666 | 254.4638 | 3.137 | 0
2667 | 242.3153 | 2.9872 | 0
2668 | 309.532 | 3.8159 | 0
2669 | 419.4689 | 5.1712 | 0
2670 | 470.3887 | 5.7989 | 0
2671 | 467.6985 | 5.7658 | 0
2672 | 467.632 | 5.7649 | 0
2673 | 442 | 5.4489 | 0
2674 | 436.9363 | 5.3865 | 0
2675 | 356.2535 | 4.3919 | 0
2676 | 359.0011 | 4.4257 | 0
2677 | 337.8392 | 4.1649 | 0
2678 | 344.9539 | 4.2526 | 0
2679 | 322.8617 | 3.9802 | 0
2680 | 332.285 | 4.0964 | 0
2681 | 312.494 | 3.8524 | 0
2682 | 316.3855 | 3.9004 | 0
2683 | 351.3526 | 4.3314 | 0
2684 | 358.3359 | 4.4175 | 0
2685 | 344.2156 | 4.2435 | 0
2686 | 297.6994 | 3.67 | 0
2687 | 224.7672 | 2.7709 | 0
2688 | 308.1591 | 3.799 | 0
2689 | 318.5723 | 3.9273 | 0
2690 | 345.4131 | 4.2582 | 0
2691 | 402.8005 | 4.9657 | 0
2692 | 618.1249 | 7.6202 | 0
2693 | 830.1998 | 10.2346 | 0
2694 | 689.9874 | 8.5061 | 0
2695 | 766.8868 | 9.4541 | 0
2696 | 648.3825 | 7.9932 | 0
2697 | 546.0278 | 6.7314 | 0
2698 | 525.7211 | 6.481 | 0
2699 | 477.2055 | 5.883 | 0
2700 | 475.7546 | 5.8651 | 0
2701 | 433.9226 | 5.3494 | 0
2702 | 433.5094 | 5.3443 | 0
2703 | 413.9464 | 5.1031 | 0
2704 | 457.4025 | 5.6388 | 0
2705 | 466.0407 | 5.7453 | 0
2706 | 507.9475 | 6.2619 | 0
2707 | 521.8407 | 6.4332 | 0
2708 | 522.8705 | 6.4459 | 0
2709 | 525.6227 | 6.4798 | 0
2710 | 436.0805 | 5.376 | 0
2711 | 356.2903 | 4.3923 | 0
2712 | 227.8851 | 2.8093 | 0
2713 | 234.1426 | 2.8865 | 0
2714 | 256.3461 | 3.1602 | 0
2715 | 276.2626 | 3.4057 | 0
2716 | 346.7511 | 4.2747 | 0
2717 | 528.0709 | 6.51 | 0
2718 | 649.0871 | 8.0019 | 0
2719 | 647.2381 | 7.9791 | 0
2720 | 575.1752 | 7.0907 | 0
2721 | 522.0216 | 6.4354 | 0
2722 | 463.675 | 5.7162 | 0
2723 | 431.9123 | 5.3246 | 0
2724 | 408.1047 | 5.0311 | 0
2725 | 389.8426 | 4.8059 | 0
2726 | 361.18 | 4.4526 | 0
2727 | 359.2596 | 4.4289 | 0
2728 | 363.4961 | 4.4812 | 0
2729 | 371.401 | 4.5786 | 0
2730 | 408.846 | 5.0402 | 0
2731 | 444.8452 | 5.484 | 0
2732 | 432.0929 | 5.3268 | 0
2733 | 413.5502 | 5.0982 | 0
2734 | 339.1419 | 4.1809 | 0
2735 | 259.3678 | 3.1975 | 0
2736 | 242.4902 | 2.9894 | 0
2737 | 249.339 | 3.0738 | 0
2738 | 273.4154 | 3.3706 | 0
2739 | 294.5502 | 3.6312 | 0
2740 | 368.8683 | 4.5474 | 0
2741 | 561.6961 | 6.9245 | 0
2742 | 691.073 | 8.5195 | 0
2743 | 689.9443 | 8.5056 | 0
2744 | 612.6183 | 7.5523 | 0
2745 | 555.7814 | 6.8516 | 0
2746 | 493.1817 | 6.0799 | 0
2747 | 459.2761 | 5.6619 | 0
2748 | 433.7363 | 5.3471 | 0
2749 | 414.2295 | 5.1066 | 0
2750 | 383.5281 | 4.7281 | 0
2751 | 381.408 | 4.702 | 0
2752 | 385.8074 | 4.7562 | 0
2753 | 394.0087 | 4.8573 | 0
2754 | 433.89 | 5.349 | 0
2755 | 472.195 | 5.8212 | 0
2756 | 458.2255 | 5.649 | 0
2757 | 438.5577 | 5.4065 | 0
2758 | 359.6146 | 4.4333 | 0
2759 | 275.3526 | 3.3945 | 0
2760 | 146.4276 | 1.8051 | 0
2761 | 149.3969 | 1.8418 | 0
2762 | 161.1779 | 1.987 | 0
2763 | 174.2963 | 2.1487 | 0
2764 | 223.3908 | 2.7539 | 0
2765 | 340.5216 | 4.1979 | 0
2766 | 414.9385 | 5.1153 | 0
2767 | 409.1149 | 5.0435 | 0
2768 | 366.3729 | 4.5166 | 0
2769 | 333.7479 | 4.1144 | 0
2770 | 299.0961 | 3.6872 | 0
2771 | 279.2797 | 3.4429 | 0
2772 | 265.1224 | 3.2684 | 0
2773 | 253.7984 | 3.1288 | 0
2774 | 236.4961 | 2.9155 | 0
2775 | 235.6858 | 2.9055 | 0
2776 | 239.0084 | 2.9465 | 0
2777 | 245.2494 | 3.0234 | 0
2778 | 269.1081 | 3.3175 | 0
2779 | 292.2471 | 3.6028 | 0
2780 | 286.2631 | 3.529 | 0
2781 | 273.9985 | 3.3778 | 0
2782 | 224.8946 | 2.7725 | 0
2783 | 170.1825 | 2.098 | 0
2784 | 121.3472 | 1.496 | 0
2785 | 124.2033 | 1.5312 | 0
2786 | 121.1155 | 1.4931 | 0
2787 | 138.1996 | 1.7037 | 0
2788 | 206.3865 | 2.5443 | 0
2789 | 332.7097 | 4.1016 | 0
2790 | 379.2983 | 4.676 | 0
2791 | 375.1242 | 4.6245 | 0
2792 | 294.9837 | 3.6365 | 0
2793 | 266.314 | 3.2831 | 0
2794 | 249.3696 | 3.0742 | 0
2795 | 220.0886 | 2.7132 | 0
2796 | 221.3557 | 2.7289 | 0
2797 | 197.0146 | 2.4288 | 0
2798 | 184.2771 | 2.2718 | 0
2799 | 180.5286 | 2.2255 | 0
2800 | 171.0729 | 2.109 | 0
2801 | 181.3881 | 2.2361 | 0
2802 | 210.9254 | 2.6003 | 0
2803 | 241.383 | 2.9758 | 0
2804 | 251.8182 | 3.1044 | 0
2805 | 228.9725 | 2.8228 | 0
2806 | 189.8332 | 2.3402 | 0
2807 | 153.8376 | 1.8965 | 0
2808 | 74.6916 | 0.92079 | 0
2809 | 76.1998 | 0.93939 | 0
2810 | 74.0451 | 0.91282 | 0
2811 | 84.0333 | 1.036 | 0
2812 | 126.7731 | 1.5628 | 0
2813 | 202.6917 | 2.4988 | 0
2814 | 230.2882 | 2.839 | 0
2815 | 226.8767 | 2.7969 | 0
2816 | 180.7849 | 2.2287 | 0
2817 | 164.6057 | 2.0292 | 0
2818 | 154.1069 | 1.8998 | 0
2819 | 137.1753 | 1.6911 | 0
2820 | 137.7713 | 1.6984 | 0
2821 | 122.9455 | 1.5157 | 0
2822 | 115.7381 | 1.4268 | 0
2823 | 113.0111 | 1.3932 | 0
2824 | 107.9963 | 1.3314 | 0
2825 | 114.35 | 1.4097 | 0
2826 | 131.8381 | 1.6253 | 0
2827 | 149.6961 | 1.8454 | 0
2828 | 156.3581 | 1.9276 | 0
2829 | 143.5336 | 1.7695 | 0
2830 | 119.3251 | 1.471 | 0
2831 | 95.5737 | 1.1782 | 0
2832 | 83.357 | 1.0276 | 0
2833 | 77.5021 | 0.95544 | 0
2834 | 61.9534 | 0.76376 | 0
2835 | 0 | 31.3672 | 42.7735
2836 | 101.4408 | 1.2506 | 0
2837 | 130.8244 | 1.6128 | 0
2838 | 130.2689 | 1.6059 | 0
2839 | 137.4858 | 1.6949 | 0
2840 | 121.2074 | 1.4942 | 0
2841 | 105.5689 | 1.3014 | 0
2842 | 132.9862 | 1.6394 | 0
2843 | 93.0348 | 1.1469 | 0
2844 | 95.0376 | 1.1716 | 0
2845 | 101.0334 | 1.2455 | 0
2846 | 122.7673 | 1.5135 | 0
2847 | 111.8595 | 1.379 | 0
2848 | 103.085 | 1.2708 | 0
2849 | 93.0221 | 1.1468 | 0
2850 | 81.584 | 1.0058 | 0
2851 | 95.7778 | 1.1807 | 0
2852 | 100.1163 | 1.2342 | 0
2853 | 100.6542 | 1.2409 | 0
2854 | 89.3007 | 1.1009 | 0
2855 | 64.376 | 0.79362 | 0
2856 | 52.864 | 0.6517 | 0
2857 | 55.5721 | 0.68509 | 0
2858 | 66.6815 | 0.82204 | 0
2859 | 65.4862 | 0.80731 | 0
2860 | 95.8805 | 1.182 | 0
2861 | 126.5907 | 1.5606 | 0
2862 | 107.6847 | 1.3275 | 0
2863 | 128.2691 | 1.5813 | 0
2864 | 96.5338 | 1.1901 | 0
2865 | 88.0162 | 1.0851 | 0
2866 | 84.6656 | 1.0438 | 0
2867 | 77.7755 | 0.95881 | 0
2868 | 78.0586 | 0.9623 | 0
2869 | 73.2296 | 0.90277 | 0
2870 | 71.7541 | 0.88458 | 0
2871 | 65.6731 | 0.80961 | 0
2872 | 63.5001 | 0.78282 | 0
2873 | 72.0417 | 0.88812 | 0
2874 | 81.7741 | 1.0081 | 0
2875 | 80.251 | 0.98933 | 0
2876 | 94.7691 | 1.1683 | 0
2877 | 96.8362 | 1.1938 | 0
2878 | 80.625 | 0.99394 | 0
2879 | 62.8128 | 0.77435 | 0
2880 | 46.0077 | 0.56718 | 0
2881 | 50.7763 | 0.62597 | 0
2882 | 53.6626 | 0.66155 | 0
2883 | 53.211 | 0.65598 | 0
2884 | 79.5698 | 0.98093 | 0
2885 | 167.709 | 2.0675 | 0
2886 | 144.2408 | 1.7782 | 0
2887 | 138.45 | 1.7068 | 0
2888 | 95.5711 | 1.1782 | 0
2889 | 96.5692 | 1.1905 | 0
2890 | 100.9988 | 1.2451 | 0
2891 | 94.8262 | 1.169 | 0
2892 | 87.466 | 1.0783 | 0
2893 | 73.5867 | 0.90717 | 0
2894 | 75.0706 | 0.92546 | 0
2895 | 70.8944 | 0.87398 | 0
2896 | 63.4276 | 0.78193 | 0
2897 | 68.1309 | 0.83991 | 0
2898 | 73.2001 | 0.90241 | 0
2899 | 90.7581 | 1.1189 | 0
2900 | 97.6725 | 1.2041 | 0
2901 | 83.845 | 1.0336 | 0
2902 | 77.2091 | 0.95183 | 0
2903 | 60.9561 | 0.75146 | 0
2904 | 45.6835 | 0.56318 | 0
2905 | 50.3942 | 0.62126 | 0
2906 | 53.2256 | 0.65616 | 0
2907 | 52.766 | 0.65049 | 0
2908 | 78.9421 | 0.97319 | 0
2909 | 165.9701 | 2.0461 | 0
2910 | 142.7358 | 1.7596 | 0
2911 | 137.2012 | 1.6914 | 0
2912 | 94.8755 | 1.1696 | 0
2913 | 95.8706 | 1.1819 | 0
2914 | 100.1956 | 1.2352 | 0
2915 | 94.0946 | 1.16 | 0
2916 | 86.8472 | 1.0706 | 0
2917 | 73.1192 | 0.90141 | 0
2918 | 74.5971 | 0.91963 | 0
2919 | 70.4229 | 0.86817 | 0
2920 | 63.0586 | 0.77738 | 0
2921 | 67.7331 | 0.83501 | 0
2922 | 72.759 | 0.89697 | 0
2923 | 90.074 | 1.1104 | 0
2924 | 96.9456 | 1.1951 | 0
2925 | 83.3025 | 1.0269 | 0
2926 | 76.7007 | 0.94556 | 0
2927 | 60.5267 | 0.74617 | 0
2928 | 44.2483 | 0.54549 | 0
2929 | 48.8492 | 0.60221 | 0
2930 | 51.6461 | 0.63669 | 0
2931 | 51.2185 | 0.63142 | 0
2932 | 76.5675 | 0.94392 | 0
2933 | 161.632 | 1.9926 | 0
2934 | 139.0199 | 1.7138 | 0
2935 | 133.3206 | 1.6436 | 0
2936 | 91.9297 | 1.1333 | 0
2937 | 92.8873 | 1.1451 | 0
2938 | 97.1917 | 1.1982 | 0
2939 | 91.2383 | 1.1248 | 0
2940 | 84.1227 | 1.0371 | 0
2941 | 70.7419 | 0.8721 | 0
2942 | 72.1663 | 0.88966 | 0
2943 | 68.1665 | 0.84035 | 0
2944 | 60.955 | 0.75145 | 0
2945 | 65.476 | 0.80718 | 0
2946 | 70.3558 | 0.86734 | 0
2947 | 87.3144 | 1.0764 | 0
2948 | 93.9608 | 1.1583 | 0
2949 | 80.6096 | 0.99375 | 0
2950 | 74.235 | 0.91516 | 0
2951 | 58.625 | 0.72272 | 0
2952 | 72.2745 | 0.89099 | 0
2953 | 73.7313 | 0.90895 | 0
2954 | 71.6435 | 0.88322 | 0
2955 | 81.3029 | 1.0023 | 0
2956 | 122.6678 | 1.5122 | 0
2957 | 196.1099 | 2.4176 | 0
2958 | 222.8018 | 2.7467 | 0
2959 | 219.4917 | 2.7059 | 0
2960 | 174.9261 | 2.1565 | 0
2961 | 159.2863 | 1.9637 | 0
2962 | 149.1265 | 1.8384 | 0
2963 | 132.7544 | 1.6366 | 0
2964 | 133.3292 | 1.6437 | 0
2965 | 118.9849 | 1.4668 | 0
2966 | 112.0174 | 1.3809 | 0
2967 | 109.3742 | 1.3484 | 0
2968 | 104.5304 | 1.2886 | 0
2969 | 110.6785 | 1.3644 | 0
2970 | 127.5932 | 1.573 | 0
2971 | 144.8638 | 1.7859 | 0
2972 | 151.3127 | 1.8654 | 0
2973 | 138.9165 | 1.7126 | 0
2974 | 115.4902 | 1.4238 | 0
2975 | 92.4904 | 1.1402 | 0
2976 | 118.3903 | 1.4595 | 0
2977 | 121.1421 | 1.4934 | 0
2978 | 118.0941 | 1.4559 | 0
2979 | 134.6884 | 1.6604 | 0
2980 | 201.321 | 2.4819 | 0
2981 | 324.3103 | 3.9981 | 0
2982 | 369.6132 | 4.5566 | 0
2983 | 365.4234 | 4.5049 | 0
2984 | 287.6867 | 3.5466 | 0
2985 | 259.9202 | 3.2043 | 0
2986 | 243.379 | 3.0004 | 0
2987 | 214.9636 | 2.6501 | 0
2988 | 216.1741 | 2.665 | 0
2989 | 192.448 | 2.3725 | 0
2990 | 180.109 | 2.2204 | 0
2991 | 176.3934 | 2.1746 | 0
2992 | 167.2803 | 2.0622 | 0
2993 | 177.3448 | 2.1863 | 0
2994 | 206.0659 | 2.5404 | 0
2995 | 235.6574 | 2.9052 | 0
2996 | 245.8716 | 3.0311 | 0
2997 | 223.7551 | 2.7584 | 0
2998 | 185.5531 | 2.2875 | 0
2999 | 150.2122 | 1.8518 | 0
3000 | 166.8722 | 2.0572 | 0
3001 | 157.5448 | 1.9422 | 0
3002 | 135.2128 | 1.6669 | 0
3003 | 154.9928 | 1.9107 | 0
3004 | 217.1275 | 2.6767 | 0
3005 | 288.6585 | 3.5586 | 0
3006 | 339.2385 | 4.1821 | 0
3007 | 318.3237 | 3.9243 | 0
3008 | 302.66 | 3.7312 | 0
3009 | 276.6792 | 3.4109 | 0
3010 | 293.9663 | 3.624 | 0
3011 | 238.3441 | 2.9383 | 0
3012 | 238.3369 | 2.9382 | 0
3013 | 230.1988 | 2.8379 | 0
3014 | 245.1761 | 3.0225 | 0
3015 | 232.1524 | 2.862 | 0
3016 | 226.3172 | 2.79 | 0
3017 | 215.3947 | 2.6554 | 0
3018 | 197.9272 | 2.44 | 0
3019 | 227.0631 | 2.7992 | 0
3020 | 231.1465 | 2.8496 | 0
3021 | 231.1322 | 2.8494 | 0
3022 | 197.1366 | 2.4303 | 0
3023 | 145.3217 | 1.7915 | 0
3024 | 107.5771 | 1.3262 | 0
3025 | 111.2672 | 1.3717 | 0
3026 | 135.7588 | 1.6736 | 0
3027 | 136.3182 | 1.6805 | 0
3028 | 205.7105 | 2.536 | 0
3029 | 283.1221 | 3.4903 | 0
3030 | 284.9784 | 3.5132 | 0
3031 | 281.0791 | 3.4651 | 0
3032 | 216.7109 | 2.6716 | 0
3033 | 192.6949 | 2.3755 | 0
3034 | 183.8157 | 2.2661 | 0
3035 | 166.0156 | 2.0466 | 0
3036 | 165.4841 | 2.0401 | 0
3037 | 154.8593 | 1.9091 | 0
3038 | 145.7583 | 1.7969 | 0
3039 | 138.98 | 1.7133 | 0
3040 | 141.9387 | 1.7498 | 0
3041 | 160.4712 | 1.9783 | 0
3042 | 178.754 | 2.2037 | 0
3043 | 180.4031 | 2.224 | 0
3044 | 208.0118 | 2.5644 | 0
3045 | 214.7851 | 2.6479 | 0
3046 | 171.0392 | 2.1086 | 0
3047 | 132.9986 | 1.6396 | 0
3048 | 120.631 | 1.4871 | 0
3049 | 123.4766 | 1.5222 | 0
3050 | 120.4134 | 1.4844 | 0
3051 | 137.4099 | 1.694 | 0
3052 | 205.175 | 2.5294 | 0
3053 | 330.7989 | 4.0781 | 0
3054 | 377.1397 | 4.6493 | 0
3055 | 373.0115 | 4.5985 | 0
3056 | 293.2624 | 3.6153 | 0
3057 | 264.7251 | 3.2635 | 0
3058 | 247.8824 | 3.0559 | 0
3059 | 218.7467 | 2.6967 | 0
3060 | 220.0109 | 2.7123 | 0
3061 | 195.8095 | 2.4139 | 0
3062 | 183.1313 | 2.2576 | 0
3063 | 179.4155 | 2.2118 | 0
3064 | 169.9953 | 2.0957 | 0
3065 | 180.2495 | 2.2221 | 0
3066 | 209.63 | 2.5843 | 0
3067 | 239.9302 | 2.9578 | 0
3068 | 250.2978 | 3.0857 | 0
3069 | 227.5558 | 2.8053 | 0
3070 | 188.6504 | 2.3257 | 0
3071 | 152.9074 | 1.885 | 0
3072 | 114.2957 | 1.409 | 0
3073 | 116.9128 | 1.4413 | 0
3074 | 113.9301 | 1.4045 | 0
3075 | 129.8673 | 1.601 | 0
3076 | 194.3169 | 2.3955 | 0
3077 | 312.7627 | 3.8557 | 0
3078 | 356.3283 | 4.3928 | 0
3079 | 352.1505 | 4.3413 | 0
3080 | 277.6132 | 3.4224 | 0
3081 | 251.0386 | 3.0948 | 0
3082 | 235.0586 | 2.8978 | 0
3083 | 207.7983 | 2.5617 | 0
3084 | 208.9379 | 2.5758 | 0
3085 | 186.0571 | 2.2937 | 0
3086 | 174.2448 | 2.1481 | 0
3087 | 170.5914 | 2.103 | 0
3088 | 161.9206 | 1.9961 | 0
3089 | 171.6377 | 2.1159 | 0
3090 | 199.2561 | 2.4564 | 0
3091 | 227.6838 | 2.8069 | 0
3092 | 237.5824 | 2.9289 | 0
3093 | 216.4262 | 2.6681 | 0
3094 | 179.5269 | 2.2132 | 0
3095 | 145.1565 | 1.7895 | 0
3096 | 73.6647 | 0.90813 | 0
3097 | 75.1484 | 0.92642 | 0
3098 | 73.0194 | 0.90018 | 0
3099 | 82.8624 | 1.0215 | 0
3100 | 125.0262 | 1.5413 | 0
3101 | 199.8733 | 2.464 | 0
3102 | 227.074 | 2.7994 | 0
3103 | 223.6966 | 2.7577 | 0
3104 | 178.2875 | 2.1979 | 0
3105 | 162.353 | 2.0015 | 0
3106 | 151.9975 | 1.8738 | 0
3107 | 135.3151 | 1.6682 | 0
3108 | 135.9002 | 1.6754 | 0
3109 | 121.2806 | 1.4951 | 0
3110 | 114.1818 | 1.4076 | 0
3111 | 111.4859 | 1.3744 | 0
3112 | 106.5523 | 1.3136 | 0
3113 | 112.8187 | 1.3908 | 0
3114 | 130.0559 | 1.6033 | 0
3115 | 147.655 | 1.8203 | 0
3116 | 154.2289 | 1.9013 | 0
3117 | 141.5995 | 1.7456 | 0
3118 | 117.7221 | 1.4513 | 0
3119 | 94.2731 | 1.1622 | 0
3120 | 48.824 | 0.6019 | 0
3121 | 53.8153 | 0.66343 | 0
3122 | 56.7801 | 0.69998 | 0
3123 | 56.2689 | 0.69368 | 0
3124 | 84.2499 | 1.0386 | 0
3125 | 176.391 | 2.1745 | 0
3126 | 151.6811 | 1.8699 | 0
3127 | 146.148 | 1.8017 | 0
3128 | 101.3583 | 1.2495 | 0
3129 | 102.4287 | 1.2627 | 0
3130 | 106.9211 | 1.3181 | 0
3131 | 100.4504 | 1.2383 | 0
3132 | 92.813 | 1.1442 | 0
3133 | 78.236 | 0.96449 | 0
3134 | 79.8236 | 0.98406 | 0
3135 | 75.3135 | 0.92846 | 0
3136 | 67.5318 | 0.83253 | 0
3137 | 72.5351 | 0.89421 | 0
3138 | 77.8932 | 0.96026 | 0
3139 | 96.1868 | 1.1858 | 0
3140 | 103.5413 | 1.2764 | 0
3141 | 89.1145 | 1.0986 | 0
3142 | 82.0366 | 1.0113 | 0
3143 | 64.6877 | 0.79746 | 0
3144 | 46.6215 | 0.57475 | 0
3145 | 51.4146 | 0.63384 | 0
3146 | 54.284 | 0.66921 | 0
3147 | 53.8084 | 0.66335 | 0
3148 | 80.5238 | 0.99269 | 0
3149 | 169.0519 | 2.0841 | 0
3150 | 145.3806 | 1.7922 | 0
3151 | 139.8583 | 1.7242 | 0
3152 | 96.8106 | 1.1935 | 0
3153 | 97.8283 | 1.206 | 0
3154 | 102.1993 | 1.2599 | 0
3155 | 95.9894 | 1.1834 | 0
3156 | 88.6289 | 1.0926 | 0
3157 | 74.6503 | 0.92028 | 0
3158 | 76.1612 | 0.93891 | 0
3159 | 71.8851 | 0.88619 | 0
3160 | 64.399 | 0.79391 | 0
3161 | 69.1719 | 0.85275 | 0
3162 | 74.2966 | 0.91592 | 0
3163 | 91.8973 | 1.1329 | 0
3164 | 98.9134 | 1.2194 | 0
3165 | 85.0411 | 1.0484 | 0
3166 | 78.2964 | 0.96523 | 0
3167 | 61.7695 | 0.76149 | 0
3168 | 110.1284 | 1.3577 | 0
3169 | 104.3626 | 1.2866 | 0
3170 | 90.2504 | 1.1126 | 0
3171 | 102.9179 | 1.2688 | 0
3172 | 146.334 | 1.804 | 0
3173 | 196.6442 | 2.4242 | 0
3174 | 229.527 | 2.8296 | 0
3175 | 215.5677 | 2.6575 | 0
3176 | 204.0257 | 2.5152 | 0
3177 | 187.7996 | 2.3152 | 0
3178 | 197.1108 | 2.43 | 0
3179 | 162.3502 | 2.0014 | 0
3180 | 162.2335 | 2 | 0
3181 | 155.7699 | 1.9203 | 0
3182 | 164.7207 | 2.0307 | 0
3183 | 156.063 | 1.9239 | 0
3184 | 152.7275 | 1.8828 | 0
3185 | 146.775 | 1.8094 | 0
3186 | 137.3912 | 1.6937 | 0
3187 | 156.2914 | 1.9267 | 0
3188 | 159.7567 | 1.9695 | 0
3189 | 159.5232 | 1.9666 | 0
3190 | 135.9724 | 1.6763 | 0
3191 | 100.1637 | 1.2348 | 0
3192 | 230.1947 | 2.8378 | 0
3193 | 236.7989 | 2.9192 | 0
3194 | 254.56 | 3.1382 | 0
3195 | 295.8451 | 3.6472 | 0
3196 | 452.993 | 5.5845 | 0
3197 | 614.108 | 7.5707 | 0
3198 | 525.0271 | 6.4725 | 0
3199 | 572.8656 | 7.0622 | 0
3200 | 489.2251 | 6.0311 | 0
3201 | 416.2024 | 5.1309 | 0
3202 | 400.2104 | 4.9338 | 0
3203 | 364.9105 | 4.4986 | 0
3204 | 363.0454 | 4.4756 | 0
3205 | 333.2793 | 4.1086 | 0
3206 | 331.6885 | 4.089 | 0
3207 | 318.56 | 3.9272 | 0
3208 | 349.2633 | 4.3057 | 0
3209 | 357.007 | 4.4012 | 0
3210 | 388.6555 | 4.7913 | 0
3211 | 401.2169 | 4.9462 | 0
3212 | 403.0554 | 4.9688 | 0
3213 | 403.0207 | 4.9684 | 0
3214 | 334.146 | 4.1193 | 0
3215 | 269.33 | 3.3203 | 0
3216 | 249.1951 | 3.0721 | 0
3217 | 256.419 | 3.1611 | 0
3218 | 281.6001 | 3.4715 | 0
3219 | 303.2626 | 3.7386 | 0
3220 | 378.964 | 4.6718 | 0
3221 | 577.0133 | 7.1134 | 0
3222 | 710.5578 | 8.7597 | 0
3223 | 710.2167 | 8.7555 | 0
3224 | 630.1235 | 7.7681 | 0
3225 | 571.445 | 7.0447 | 0
3226 | 506.613 | 6.2455 | 0
3227 | 471.6652 | 5.8147 | 0
3228 | 445.2178 | 5.4886 | 0
3229 | 425.0992 | 5.2406 | 0
3230 | 393.352 | 4.8492 | 0
3231 | 391.0984 | 4.8214 | 0
3232 | 395.5134 | 4.8759 | 0
3233 | 403.7362 | 4.9772 | 0
3234 | 444.7559 | 5.4829 | 0
3235 | 484.1187 | 5.9682 | 0
3236 | 469.3725 | 5.7864 | 0
3237 | 449.2227 | 5.538 | 0
3238 | 368.3252 | 4.5407 | 0
3239 | 282.3433 | 3.4807 | 0
3240 | 126.8819 | 1.5642 | 0
3241 | 129.9072 | 1.6015 | 0
3242 | 126.7182 | 1.5622 | 0
3243 | 144.6636 | 1.7834 | 0
3244 | 215.8408 | 2.6609 | 0
3245 | 348.2117 | 4.2927 | 0
3246 | 397.0934 | 4.8953 | 0
3247 | 392.8601 | 4.8431 | 0
3248 | 308.5602 | 3.8039 | 0
3249 | 278.3543 | 3.4315 | 0
3250 | 260.6478 | 3.2132 | 0
3251 | 229.8613 | 2.8337 | 0
3252 | 231.2148 | 2.8504 | 0
3253 | 205.739 | 2.5363 | 0
3254 | 192.322 | 2.3709 | 0
3255 | 188.468 | 2.3234 | 0
3256 | 178.4555 | 2.2 | 0
3257 | 189.2405 | 2.3329 | 0
3258 | 220.2329 | 2.715 | 0
3259 | 252.2182 | 3.1093 | 0
3260 | 263.0922 | 3.2434 | 0
3261 | 239.0117 | 2.9465 | 0
3262 | 198.1055 | 2.4422 | 0
3263 | 160.7166 | 1.9813 | 0
3264 | 330.5688 | 4.0752 | 0
3265 | 341.7382 | 4.2129 | 0
3266 | 378.8931 | 4.671 | 0
3267 | 407.145 | 5.0193 | 0
3268 | 501.8292 | 6.1865 | 0
3269 | 763.6097 | 9.4137 | 0
3270 | 945.8055 | 11.6598 | 0
3271 | 952.3477 | 11.7405 | 0
3272 | 840.7254 | 10.3644 | 0
3273 | 760.5789 | 9.3764 | 0
3274 | 670.2927 | 8.2633 | 0
3275 | 623.0384 | 7.6808 | 0
3276 | 586.2342 | 7.227 | 0
3277 | 558.9266 | 6.8904 | 0
3278 | 515.1302 | 6.3505 | 0
3279 | 511.5015 | 6.3058 | 0
3280 | 516.4523 | 6.3668 | 0
3281 | 525.6073 | 6.4796 | 0
3282 | 580.3259 | 7.1542 | 0
3283 | 632.5309 | 7.7978 | 0
3284 | 609.6346 | 7.5155 | 0
3285 | 583.4331 | 7.1925 | 0
3286 | 478.0698 | 5.8936 | 0
3287 | 369.2214 | 4.5517 | 0
3288 | 290.0703 | 3.576 | 0
3289 | 299.2145 | 3.6887 | 0
3290 | 330.2648 | 4.0715 | 0
3291 | 355.2561 | 4.3796 | 0
3292 | 440.7152 | 5.4331 | 0
3293 | 670.8141 | 8.2697 | 0
3294 | 828.6013 | 10.2149 | 0
3295 | 831.4466 | 10.25 | 0
3296 | 735.7242 | 9.07 | 0
3297 | 666.3515 | 8.2147 | 0
3298 | 588.8996 | 7.2599 | 0
3299 | 547.8047 | 6.7533 | 0
3300 | 516.2217 | 6.3639 | 0
3301 | 492.5159 | 6.0717 | 0
3302 | 454.7815 | 5.6065 | 0
3303 | 451.8619 | 5.5705 | 0
3304 | 456.5812 | 5.6287 | 0
3305 | 465.3403 | 5.7367 | 0
3306 | 513.2293 | 6.3271 | 0
3307 | 559.0434 | 6.8918 | 0
3308 | 540.3325 | 6.6612 | 0
3309 | 517.1224 | 6.375 | 0
3310 | 423.8597 | 5.2253 | 0
3311 | 326.1897 | 4.0212 | 0
3312 | 230.7055 | 2.8441 | 0
3313 | 237.0354 | 2.9222 | 0
3314 | 259.5019 | 3.1991 | 0
3315 | 279.6664 | 3.4477 | 0
3316 | 351.0453 | 4.3277 | 0
3317 | 534.6122 | 6.5907 | 0
3318 | 657.1102 | 8.1008 | 0
3319 | 655.2163 | 8.0775 | 0
3320 | 582.2785 | 7.1783 | 0
3321 | 528.4743 | 6.515 | 0
3322 | 469.4191 | 5.787 | 0
3323 | 437.2661 | 5.3906 | 0
3324 | 413.1693 | 5.0935 | 0
3325 | 394.6831 | 4.8656 | 0
3326 | 365.671 | 4.508 | 0
3327 | 363.7289 | 4.484 | 0
3328 | 368.0207 | 4.5369 | 0
3329 | 376.0289 | 4.6357 | 0
3330 | 413.9364 | 5.103 | 0
3331 | 450.3812 | 5.5523 | 0
3332 | 437.4816 | 5.3932 | 0
3333 | 418.7077 | 5.1618 | 0
3334 | 343.3724 | 4.2331 | 0
3335 | 262.5945 | 3.2372 | 0
3336 | 126.1336 | 1.555 | 0
3337 | 119.4043 | 1.472 | 0
3338 | 103.0394 | 1.2703 | 0
3339 | 117.6725 | 1.4507 | 0
3340 | 166.6219 | 2.0541 | 0
3341 | 223.244 | 2.7521 | 0
3342 | 261.0662 | 3.2184 | 0
3343 | 245.1286 | 3.0219 | 0
3344 | 232.2972 | 2.8637 | 0
3345 | 213.4165 | 2.631 | 0
3346 | 224.7568 | 2.7708 | 0
3347 | 184.3168 | 2.2722 | 0
3348 | 184.2192 | 2.271 | 0
3349 | 177.1683 | 2.1841 | 0
3350 | 187.7208 | 2.3142 | 0
3351 | 177.825 | 2.1922 | 0
3352 | 173.8386 | 2.1431 | 0
3353 | 166.6164 | 2.054 | 0
3354 | 155.178 | 1.913 | 0
3355 | 176.9309 | 2.1812 | 0
3356 | 180.6515 | 2.2271 | 0
3357 | 180.4563 | 2.2247 | 0
3358 | 153.842 | 1.8966 | 0
3359 | 113.3489 | 1.3974 | 0
3360 | 69.2919 | 0.85422 | 0
3361 | 72.8083 | 0.89758 | 0
3362 | 86.8202 | 1.0703 | 0
3363 | 85.2125 | 1.0505 | 0
3364 | 125.0664 | 1.5418 | 0
3365 | 165.2841 | 2.0376 | 0
3366 | 140.5856 | 1.7331 | 0
3367 | 167.7437 | 2.0679 | 0
3368 | 126.9632 | 1.5652 | 0
3369 | 116.2375 | 1.433 | 0
3370 | 111.7499 | 1.3776 | 0
3371 | 102.8849 | 1.2684 | 0
3372 | 103.2624 | 1.273 | 0
3373 | 96.7896 | 1.1932 | 0
3374 | 95.0203 | 1.1714 | 0
3375 | 86.9325 | 1.0717 | 0
3376 | 84.1221 | 1.0371 | 0
3377 | 95.2098 | 1.1737 | 0
3378 | 107.7521 | 1.3284 | 0
3379 | 105.9407 | 1.306 | 0
3380 | 124.7258 | 1.5376 | 0
3381 | 127.2086 | 1.5682 | 0
3382 | 106.2491 | 1.3098 | 0
3383 | 82.6427 | 1.0188 | 0
3384 | 58.5397 | 0.72167 | 0
3385 | 64.456 | 0.79461 | 0
3386 | 67.9138 | 0.83724 | 0
3387 | 67.2696 | 0.82929 | 0
3388 | 100.8273 | 1.243 | 0
3389 | 209.9289 | 2.588 | 0
3390 | 180.4942 | 2.2251 | 0
3391 | 174.4641 | 2.1508 | 0
3392 | 121.4661 | 1.4974 | 0
3393 | 122.7606 | 1.5134 | 0
3394 | 127.9412 | 1.5772 | 0
3395 | 120.2616 | 1.4826 | 0
3396 | 111.2755 | 1.3718 | 0
3397 | 93.9476 | 1.1582 | 0
3398 | 95.8638 | 1.1818 | 0
3399 | 90.379 | 1.1142 | 0
3400 | 81.1892 | 1.0009 | 0
3401 | 87.1999 | 1.075 | 0
3402 | 93.6031 | 1.1539 | 0
3403 | 115.2023 | 1.4202 | 0
3404 | 124.037 | 1.5291 | 0
3405 | 106.9833 | 1.3189 | 0
3406 | 98.4616 | 1.2138 | 0
3407 | 77.5606 | 0.95616 | 0
3408 | 78.0722 | 0.96247 | 0
3409 | 79.6598 | 0.98204 | 0
3410 | 77.4189 | 0.95441 | 0
3411 | 87.8826 | 1.0834 | 0
3412 | 132.5227 | 1.6337 | 0
3413 | 211.9591 | 2.613 | 0
3414 | 240.8527 | 2.9692 | 0
3415 | 237.3242 | 2.9257 | 0
3416 | 189.0023 | 2.33 | 0
3417 | 172.0255 | 2.1207 | 0
3418 | 161.0546 | 1.9855 | 0
3419 | 143.3081 | 1.7667 | 0
3420 | 143.9392 | 1.7745 | 0
3421 | 128.4355 | 1.5833 | 0
3422 | 120.8737 | 1.4901 | 0
3423 | 118.0419 | 1.4552 | 0
3424 | 112.7643 | 1.3902 | 0
3425 | 119.4054 | 1.472 | 0
3426 | 137.7158 | 1.6978 | 0
3427 | 156.4217 | 1.9284 | 0
3428 | 163.3745 | 2.0141 | 0
3429 | 149.9146 | 1.8481 | 0
3430 | 124.6156 | 1.5363 | 0
3431 | 99.8602 | 1.2311 | 0
3432 | 46.9954 | 0.57936 | 0
3433 | 51.8196 | 0.63883 | 0
3434 | 54.7016 | 0.67436 | 0
3435 | 54.2187 | 0.6684 | 0
3436 | 81.1493 | 1.0004 | 0
3437 | 170.2388 | 2.0987 | 0
3438 | 146.3985 | 1.8048 | 0
3439 | 140.8972 | 1.737 | 0
3440 | 97.5804 | 1.203 | 0
3441 | 98.6075 | 1.2156 | 0
3442 | 102.9913 | 1.2697 | 0
3443 | 96.7401 | 1.1926 | 0
3444 | 89.3391 | 1.1014 | 0
3445 | 75.2645 | 0.92785 | 0
3446 | 76.7889 | 0.94665 | 0
3447 | 72.4702 | 0.89341 | 0
3448 | 64.9392 | 0.80057 | 0
3449 | 69.7516 | 0.85989 | 0
3450 | 74.9152 | 0.92355 | 0
3451 | 92.6208 | 1.1418 | 0
3452 | 99.6951 | 1.229 | 0
3453 | 85.7378 | 1.057 | 0
3454 | 78.9352 | 0.97311 | 0
3455 | 62.265 | 0.7676 | 0
3456 | 47.9176 | 0.59072 | 0
3457 | 52.8307 | 0.65129 | 0
3458 | 55.761 | 0.68742 | 0
3459 | 55.2661 | 0.68132 | 0
3460 | 82.7258 | 1.0198 | 0
3461 | 173.4481 | 2.1383 | 0
3462 | 149.1561 | 1.8388 | 0
3463 | 143.5976 | 1.7703 | 0
3464 | 99.4899 | 1.2265 | 0
3465 | 100.5381 | 1.2394 | 0
3466 | 104.9906 | 1.2943 | 0
3467 | 98.6234 | 1.2158 | 0
3468 | 91.0915 | 1.123 | 0
3469 | 76.7533 | 0.94621 | 0
3470 | 78.3087 | 0.96538 | 0
3471 | 73.8988 | 0.91102 | 0
3472 | 66.2317 | 0.8165 | 0
3473 | 71.1396 | 0.877 | 0
3474 | 76.4027 | 0.94189 | 0
3475 | 94.4277 | 1.1641 | 0
3476 | 101.6422 | 1.253 | 0
3477 | 87.4315 | 1.0778 | 0
3478 | 80.4925 | 0.9923 | 0
3479 | 63.4867 | 0.78266 | 0
3480 | 72.8456 | 0.89803 | 0
3481 | 74.3101 | 0.91609 | 0
3482 | 72.2021 | 0.8901 | 0
3483 | 81.9299 | 1.01 | 0
3484 | 123.6331 | 1.5241 | 0
3485 | 197.6281 | 2.4363 | 0
3486 | 224.5148 | 2.7678 | 0
3487 | 221.1659 | 2.7265 | 0
3488 | 176.2966 | 2.1734 | 0
3489 | 160.555 | 1.9793 | 0
3490 | 150.3139 | 1.8531 | 0
3491 | 133.8288 | 1.6498 | 0
3492 | 134.4053 | 1.6569 | 0
3493 | 119.95 | 1.4787 | 0
3494 | 112.937 | 1.3923 | 0
3495 | 110.2666 | 1.3594 | 0
3496 | 105.3965 | 1.2993 | 0
3497 | 111.5933 | 1.3757 | 0
3498 | 128.6313 | 1.5858 | 0
3499 | 146.0251 | 1.8002 | 0
3500 | 152.5285 | 1.8804 | 0
3501 | 140.0528 | 1.7266 | 0
3502 | 116.4397 | 1.4355 | 0
3503 | 93.2343 | 1.1494 | 0
3504 | 99.7543 | 1.2298 | 0
3505 | 94.5905 | 1.1661 | 0
3506 | 81.9021 | 1.0097 | 0
3507 | 93.318 | 1.1504 | 0
3508 | 133.008 | 1.6397 | 0
3509 | 179.0472 | 2.2073 | 0
3510 | 208.7574 | 2.5735 | 0
3511 | 196.0895 | 2.4174 | 0
3512 | 185.4529 | 2.2862 | 0
3513 | 170.8941 | 2.1068 | 0
3514 | 179.0117 | 2.2068 | 0
3515 | 147.8195 | 1.8223 | 0
3516 | 147.6969 | 1.8208 | 0
3517 | 141.6772 | 1.7466 | 0
3518 | 149.644 | 1.8448 | 0
3519 | 141.7923 | 1.748 | 0
3520 | 138.8488 | 1.7117 | 0
3521 | 133.6467 | 1.6476 | 0
3522 | 125.4703 | 1.5468 | 0
3523 | 142.5407 | 1.7572 | 0
3524 | 145.7957 | 1.7974 | 0
3525 | 145.5505 | 1.7943 | 0
3526 | 124.0498 | 1.5293 | 0
3527 | 91.3708 | 1.1264 | 0
3528 | 70.9102 | 0.87418 | 0
3529 | 73.1332 | 0.90158 | 0
3530 | 87.8931 | 1.0835 | 0
3531 | 88.5852 | 1.0921 | 0
3532 | 134.4083 | 1.657 | 0
3533 | 185.8322 | 2.2909 | 0
3534 | 188.1484 | 2.3195 | 0
3535 | 185.0565 | 2.2814 | 0
3536 | 144.3664 | 1.7797 | 0
3537 | 129.3977 | 1.5952 | 0
3538 | 123.2252 | 1.5191 | 0
3539 | 111.813 | 1.3784 | 0
3540 | 111.4213 | 1.3736 | 0
3541 | 104.0242 | 1.2824 | 0
3542 | 98.3253 | 1.2121 | 0
3543 | 93.7482 | 1.1557 | 0
3544 | 95.6962 | 1.1797 | 0
3545 | 107.4929 | 1.3252 | 0
3546 | 119.4629 | 1.4727 | 0
3547 | 121.1292 | 1.4933 | 0
3548 | 138.6531 | 1.7093 | 0
3549 | 142.6826 | 1.759 | 0
3550 | 114.1799 | 1.4076 | 0
3551 | 88.3756 | 1.0895 | 0
3552 | 74.6445 | 0.92021 | 0
3553 | 76.1657 | 0.93896 | 0
3554 | 74.0265 | 0.91259 | 0
3555 | 84.0378 | 1.036 | 0
3556 | 126.7078 | 1.562 | 0
3557 | 202.6809 | 2.4986 | 0
3558 | 230.3201 | 2.8394 | 0
3559 | 226.9577 | 2.7979 | 0
3560 | 180.7146 | 2.2278 | 0
3561 | 164.4638 | 2.0275 | 0
3562 | 153.9755 | 1.8982 | 0
3563 | 136.9936 | 1.6888 | 0
3564 | 137.5995 | 1.6963 | 0
3565 | 122.7744 | 1.5136 | 0
3566 | 115.5362 | 1.4243 | 0
3567 | 112.8343 | 1.391 | 0
3568 | 107.7778 | 1.3287 | 0
3569 | 114.1272 | 1.407 | 0
3570 | 131.6429 | 1.6229 | 0
3571 | 149.5393 | 1.8435 | 0
3572 | 156.1837 | 1.9254 | 0
3573 | 143.2983 | 1.7666 | 0
3574 | 119.1117 | 1.4684 | 0
3575 | 95.4642 | 1.1769 | 0
3576 | 59.5946 | 0.73468 | 0
3577 | 65.58 | 0.80847 | 0
3578 | 69.0468 | 0.8512 | 0
3579 | 68.3738 | 0.84291 | 0
3580 | 102.5408 | 1.2641 | 0
3581 | 212.8529 | 2.624 | 0
3582 | 182.9935 | 2.2559 | 0
3583 | 177.1866 | 2.1843 | 0
3584 | 123.6208 | 1.524 | 0
3585 | 124.9446 | 1.5403 | 0
3586 | 130.1057 | 1.6039 | 0
3587 | 122.3309 | 1.5081 | 0
3588 | 113.2769 | 1.3965 | 0
3589 | 95.7191 | 1.18 | 0
3590 | 97.6768 | 1.2042 | 0
3591 | 92.0507 | 1.1348 | 0
3592 | 82.7724 | 1.0204 | 0
3593 | 88.8979 | 1.0959 | 0
3594 | 95.4048 | 1.1761 | 0
3595 | 117.2093 | 1.4449 | 0
3596 | 126.2125 | 1.5559 | 0
3597 | 108.9854 | 1.3436 | 0
3598 | 100.2909 | 1.2364 | 0
3599 | 78.9584 | 0.97339 | 0
3600 | 66.3649 | 0.81814 | 0
3601 | 67.6836 | 0.8344 | 0
3602 | 65.7473 | 0.81053 | 0
3603 | 74.5768 | 0.91938 | 0
3604 | 112.6178 | 1.3883 | 0
3605 | 179.9157 | 2.218 | 0
3606 | 204.3431 | 2.5191 | 0
3607 | 201.2398 | 2.4809 | 0
3608 | 160.5637 | 1.9794 | 0
3609 | 146.3139 | 1.8037 | 0
3610 | 136.9796 | 1.6887 | 0
3611 | 122.029 | 1.5044 | 0
3612 | 122.5428 | 1.5107 | 0
3613 | 109.3833 | 1.3485 | 0
3614 | 103.0335 | 1.2702 | 0
3615 | 100.5746 | 1.2399 | 0
3616 | 96.1879 | 1.1858 | 0
3617 | 101.8336 | 1.2554 | 0
3618 | 117.3128 | 1.4462 | 0
3619 | 133.1038 | 1.6409 | 0
3620 | 139.0435 | 1.7141 | 0
3621 | 127.7547 | 1.575 | 0
3622 | 106.235 | 1.3097 | 0
3623 | 84.9948 | 1.0478 | 0
3624 | 61.8549 | 0.76254 | 0
3625 | 68.0869 | 0.83937 | 0
3626 | 71.713 | 0.88407 | 0
3627 | 71.0234 | 0.87557 | 0
3628 | 106.4838 | 1.3127 | 0
3629 | 221.3743 | 2.7291 | 0
3630 | 190.3273 | 2.3463 | 0
3631 | 184.1268 | 2.2699 | 0
3632 | 128.3272 | 1.582 | 0
3633 | 129.698 | 1.5989 | 0
3634 | 135.1139 | 1.6657 | 0
3635 | 127.0216 | 1.5659 | 0
3636 | 117.5751 | 1.4495 | 0
3637 | 99.3084 | 1.2243 | 0
3638 | 101.3367 | 1.2493 | 0
3639 | 95.5194 | 1.1776 | 0
3640 | 85.8489 | 1.0583 | 0
3641 | 92.2033 | 1.1367 | 0
3642 | 98.9632 | 1.22 | 0
3643 | 121.6907 | 1.5002 | 0
3644 | 131.0305 | 1.6153 | 0
3645 | 113.0801 | 1.394 | 0
3646 | 104.0659 | 1.2829 | 0
3647 | 81.9529 | 1.0103 | 0
3648 | 85.3408 | 1.0521 | 0
3649 | 87.1176 | 1.074 | 0
3650 | 84.7101 | 1.0443 | 0
3651 | 96.2355 | 1.1864 | 0
3652 | 144.9039 | 1.7864 | 0
3653 | 232.0403 | 2.8606 | 0
3654 | 263.8028 | 3.2521 | 0
3655 | 260.0854 | 3.2063 | 0
3656 | 206.7283 | 2.5485 | 0
3657 | 187.9277 | 2.3168 | 0
3658 | 175.9469 | 2.1691 | 0
3659 | 156.3672 | 1.9277 | 0
3660 | 157.0876 | 1.9366 | 0
3661 | 140.1145 | 1.7273 | 0
3662 | 131.7438 | 1.6241 | 0
3663 | 128.718 | 1.5868 | 0
3664 | 122.8156 | 1.5141 | 0
3665 | 130.0742 | 1.6035 | 0
3666 | 150.2041 | 1.8517 | 0
3667 | 170.7989 | 2.1056 | 0
3668 | 178.3595 | 2.1988 | 0
3669 | 163.4412 | 2.0149 | 0
3670 | 135.8065 | 1.6742 | 0
3671 | 109.0107 | 1.3439 | 0
3672 | 125.7923 | 1.5508 | 0
3673 | 119.0839 | 1.4681 | 0
3674 | 102.7677 | 1.2669 | 0
3675 | 117.3585 | 1.4468 | 0
3676 | 166.1923 | 2.0488 | 0
3677 | 222.6829 | 2.7452 | 0
3678 | 260.3993 | 3.2102 | 0
3679 | 244.5037 | 3.0142 | 0
3680 | 231.6986 | 2.8564 | 0
3681 | 212.8754 | 2.6243 | 0
3682 | 224.1703 | 2.7636 | 0
3683 | 183.8534 | 2.2665 | 0
3684 | 183.7553 | 2.2653 | 0
3685 | 176.7159 | 2.1785 | 0
3686 | 187.2332 | 2.3082 | 0
3687 | 177.3637 | 2.1865 | 0
3688 | 173.3918 | 2.1376 | 0
3689 | 166.198 | 2.0489 | 0
3690 | 154.8055 | 1.9084 | 0
3691 | 176.4972 | 2.1758 | 0
3692 | 180.2131 | 2.2217 | 0
3693 | 180.0169 | 2.2192 | 0
3694 | 153.4668 | 1.8919 | 0
3695 | 113.072 | 1.3939 | 0
3696 | 63.7287 | 0.78564 | 0
3697 | 66.965 | 0.82554 | 0
3698 | 79.8871 | 0.98484 | 0
3699 | 78.4111 | 0.96665 | 0
3700 | 115.0645 | 1.4185 | 0
3701 | 152.0555 | 1.8745 | 0
3702 | 129.3347 | 1.5944 | 0
3703 | 154.301 | 1.9022 | 0
3704 | 116.7423 | 1.4392 | 0
3705 | 106.8495 | 1.3172 | 0
3706 | 102.7284 | 1.2664 | 0
3707 | 94.5645 | 1.1658 | 0
3708 | 94.9112 | 1.1701 | 0
3709 | 88.9673 | 1.0968 | 0
3710 | 87.3295 | 1.0766 | 0
3711 | 79.8986 | 0.98498 | 0
3712 | 77.3113 | 0.95309 | 0
3713 | 87.5158 | 1.0789 | 0
3714 | 99.0649 | 1.2213 | 0
3715 | 97.3871 | 1.2006 | 0
3716 | 114.6797 | 1.4138 | 0
3717 | 116.9776 | 1.4421 | 0
3718 | 97.6824 | 1.2042 | 0
3719 | 75.9878 | 0.93677 | 0
3720 | 109.9464 | 1.3554 | 0
3721 | 112.4514 | 1.3863 | 0
3722 | 109.5695 | 1.3508 | 0
3723 | 124.8738 | 1.5394 | 0
3724 | 186.9093 | 2.3042 | 0
3725 | 300.7559 | 3.7077 | 0
3726 | 342.6096 | 4.2237 | 0
3727 | 338.5486 | 4.1736 | 0
3728 | 267.0098 | 3.2917 | 0
3729 | 241.52 | 2.9774 | 0
3730 | 226.1446 | 2.7879 | 0
3731 | 199.9763 | 2.4653 | 0
3732 | 201.0634 | 2.4787 | 0
3733 | 179.0611 | 2.2075 | 0
3734 | 167.73 | 2.0678 | 0
3735 | 164.1946 | 2.0242 | 0
3736 | 155.8941 | 1.9219 | 0
3737 | 165.2417 | 2.0371 | 0
3738 | 191.7744 | 2.3642 | 0
3739 | 219.0758 | 2.7007 | 0
3740 | 228.6097 | 2.8183 | 0
3741 | 208.3205 | 2.5682 | 0
3742 | 172.8195 | 2.1305 | 0
3743 | 139.6771 | 1.7219 | 0
3744 | 153.6281 | 1.8939 | 0
3745 | 156.8424 | 1.9335 | 0
3746 | 169.4368 | 2.0888 | 0
3747 | 183.17 | 2.2581 | 0
3748 | 234.3208 | 2.8887 | 0
3749 | 357.1526 | 4.4029 | 0
3750 | 435.5436 | 5.3693 | 0
3751 | 429.8701 | 5.2994 | 0
3752 | 384.691 | 4.7424 | 0
3753 | 350.3176 | 4.3187 | 0
3754 | 313.6946 | 3.8672 | 0
3755 | 292.8479 | 3.6102 | 0
3756 | 277.8871 | 3.4258 | 0
3757 | 265.9676 | 3.2788 | 0
3758 | 247.7095 | 3.0537 | 0
3759 | 246.8195 | 3.0428 | 0
3760 | 250.2489 | 3.085 | 0
3761 | 256.6874 | 3.1644 | 0
3762 | 281.7383 | 3.4732 | 0
3763 | 306.0145 | 3.7725 | 0
3764 | 299.5282 | 3.6926 | 0
3765 | 286.6934 | 3.5343 | 0
3766 | 235.2965 | 2.9007 | 0
3767 | 178.2191 | 2.1971 | 0
3768 | 119.4314 | 1.4723 | 0
3769 | 122.2165 | 1.5067 | 0
3770 | 119.1511 | 1.4689 | 0
3771 | 135.9108 | 1.6755 | 0
3772 | 203.101 | 2.5038 | 0
3773 | 327.2395 | 4.0342 | 0
3774 | 372.9806 | 4.5981 | 0
3775 | 368.7851 | 4.5464 | 0
3776 | 290.2453 | 3.5781 | 0
3777 | 262.1805 | 3.2321 | 0
3778 | 245.4964 | 3.0265 | 0
3779 | 216.7909 | 2.6726 | 0
3780 | 218.0188 | 2.6877 | 0
3781 | 194.0782 | 2.3926 | 0
3782 | 181.6074 | 2.2388 | 0
3783 | 177.8747 | 2.1928 | 0
3784 | 168.6517 | 2.0791 | 0
3785 | 178.8045 | 2.2043 | 0
3786 | 207.8037 | 2.5618 | 0
3787 | 237.6882 | 2.9302 | 0
3788 | 247.9834 | 3.0571 | 0
3789 | 225.6268 | 2.7815 | 0
3790 | 187.0932 | 2.3065 | 0
3791 | 151.5004 | 1.8677 | 0
3792 | 50.2203 | 0.61911 | 0
3793 | 55.3345 | 0.68216 | 0
3794 | 58.3559 | 0.71941 | 0
3795 | 57.821 | 0.71281 | 0
3796 | 86.6047 | 1.0677 | 0
3797 | 180.9812 | 2.2311 | 0
3798 | 155.6206 | 1.9185 | 0
3799 | 150.1048 | 1.8505 | 0
3800 | 104.239 | 1.2851 | 0
3801 | 105.3432 | 1.2987 | 0
3802 | 109.9043 | 1.3549 | 0
3803 | 103.2715 | 1.2731 | 0
3804 | 95.4654 | 1.1769 | 0
3805 | 80.5151 | 0.99258 | 0
3806 | 82.1517 | 1.0128 | 0
3807 | 77.4902 | 0.95529 | 0
3808 | 69.5268 | 0.85712 | 0
3809 | 74.6766 | 0.92061 | 0
3810 | 80.1817 | 0.98847 | 0
3811 | 98.9012 | 1.2192 | 0
3812 | 106.4709 | 1.3126 | 0
3813 | 91.7025 | 1.1305 | 0
3814 | 84.4119 | 1.0406 | 0
3815 | 66.5378 | 0.82027 | 0
3816 | 47.757 | 0.58874 | 0
3817 | 52.6457 | 0.64901 | 0
3818 | 55.555 | 0.68488 | 0
3819 | 55.058 | 0.67875 | 0
3820 | 82.4267 | 1.0162 | 0
3821 | 172.6853 | 2.1289 | 0
3822 | 148.4971 | 1.8307 | 0
3823 | 143.0273 | 1.7632 | 0
3824 | 99.1492 | 1.2223 | 0
3825 | 100.1952 | 1.2352 | 0
3826 | 104.609 | 1.2896 | 0
3827 | 98.2722 | 1.2115 | 0
3828 | 90.7854 | 1.1192 | 0
3829 | 76.5127 | 0.94324 | 0
3830 | 78.0643 | 0.96237 | 0
3831 | 73.6602 | 0.90808 | 0
3832 | 66.0352 | 0.81408 | 0
3833 | 70.9279 | 0.87439 | 0
3834 | 76.171 | 0.93903 | 0
3835 | 94.0967 | 1.16 | 0
3836 | 101.2889 | 1.2487 | 0
3837 | 87.1542 | 1.0744 | 0
3838 | 80.2343 | 0.98912 | 0
3839 | 63.274 | 0.78004 | 0
3840 | 119.6264 | 1.4747 | 0
3841 | 113.2935 | 1.3967 | 0
3842 | 97.8519 | 1.2063 | 0
3843 | 111.6813 | 1.3768 | 0
3844 | 158.4096 | 1.9529 | 0
3845 | 212.5023 | 2.6197 | 0
3846 | 248.3105 | 3.0612 | 0
3847 | 233.1753 | 2.8746 | 0
3848 | 220.8538 | 2.7227 | 0
3849 | 203.0633 | 2.5033 | 0
3850 | 213.5537 | 2.6327 | 0
3851 | 175.4459 | 2.1629 | 0
3852 | 175.3392 | 2.1616 | 0
3853 | 168.5142 | 2.0774 | 0
3854 | 178.4043 | 2.1994 | 0
3855 | 169.0111 | 2.0836 | 0
3856 | 165.2956 | 2.0378 | 0
3857 | 158.6045 | 1.9553 | 0
3858 | 148.0269 | 1.8249 | 0
3859 | 168.616 | 2.0787 | 0
3860 | 172.242 | 2.1234 | 0
3861 | 172.0286 | 2.1208 | 0
3862 | 146.6465 | 1.8078 | 0
3863 | 108.0388 | 1.3319 | 0
3864 | 140.3035 | 1.7297 | 0
3865 | 145.5538 | 1.7944 | 0
3866 | 180.3875 | 2.2238 | 0
3867 | 180.4415 | 2.2245 | 0
3868 | 270.7709 | 3.338 | 0
3869 | 370.9018 | 4.5724 | 0
3870 | 371.0397 | 4.5741 | 0
3871 | 367.0442 | 4.5249 | 0
3872 | 279.4616 | 3.4452 | 0
3873 | 246.3394 | 3.0369 | 0
3874 | 235.4269 | 2.9023 | 0
3875 | 211.5414 | 2.6079 | 0
3876 | 210.9349 | 2.6004 | 0
3877 | 197.9003 | 2.4397 | 0
3878 | 185.4035 | 2.2856 | 0
3879 | 176.7912 | 2.1795 | 0
3880 | 180.6548 | 2.2271 | 0
3881 | 205.7009 | 2.5359 | 0
3882 | 229.7152 | 2.8319 | 0
3883 | 230.6558 | 2.8435 | 0
3884 | 268.0729 | 3.3048 | 0
3885 | 277.8157 | 3.4249 | 0
3886 | 220.0666 | 2.713 | 0
3887 | 171.9778 | 2.1201 | 0
3888 | 97.6765 | 1.2041 | 0
3889 | 99.8125 | 1.2305 | 0
3890 | 97.1612 | 1.1978 | 0
3891 | 110.5688 | 1.3631 | 0
3892 | 165.9567 | 2.0459 | 0
3893 | 266.4409 | 3.2847 | 0
3894 | 303.2372 | 3.7383 | 0
3895 | 299.3278 | 3.6901 | 0
3896 | 236.9314 | 2.9209 | 0
3897 | 214.8116 | 2.6482 | 0
3898 | 201.1274 | 2.4795 | 0
3899 | 178.2701 | 2.1977 | 0
3900 | 179.17 | 2.2088 | 0
3901 | 159.6793 | 1.9685 | 0
3902 | 149.8392 | 1.8472 | 0
3903 | 146.5481 | 1.8066 | 0
3904 | 139.4623 | 1.7193 | 0
3905 | 147.7683 | 1.8217 | 0
3906 | 171.092 | 2.1092 | 0
3907 | 195.0282 | 2.4043 | 0
3908 | 203.5837 | 2.5098 | 0
3909 | 186.0018 | 2.293 | 0
3910 | 154.4206 | 1.9037 | 0
3911 | 124.4056 | 1.5337 | 0
3912 | 87.4287 | 1.0778 | 0
3913 | 89.2579 | 1.1004 | 0
3914 | 86.8007 | 1.0701 | 0
3915 | 98.6269 | 1.2159 | 0
3916 | 148.4585 | 1.8302 | 0
3917 | 237.7925 | 2.9315 | 0
3918 | 270.3709 | 3.3331 | 0
3919 | 266.5928 | 3.2865 | 0
3920 | 211.8141 | 2.6112 | 0
3921 | 192.5009 | 2.3731 | 0
3922 | 180.2294 | 2.2219 | 0
3923 | 160.1316 | 1.9741 | 0
3924 | 160.8762 | 1.9833 | 0
3925 | 143.4822 | 1.7688 | 0
3926 | 134.884 | 1.6628 | 0
3927 | 131.7992 | 1.6248 | 0
3928 | 125.7235 | 1.5499 | 0
3929 | 133.1595 | 1.6416 | 0
3930 | 153.8068 | 1.8961 | 0
3931 | 174.9374 | 2.1566 | 0
3932 | 182.6743 | 2.252 | 0
3933 | 167.3467 | 2.063 | 0
3934 | 139.04 | 1.7141 | 0
3935 | 111.646 | 1.3764 | 0
3936 | 130.7236 | 1.6116 | 0
3937 | 133.8823 | 1.6505 | 0
3938 | 130.6391 | 1.6105 | 0
3939 | 149.2161 | 1.8395 | 0
3940 | 222.4198 | 2.742 | 0
3941 | 359.1054 | 4.427 | 0
3942 | 409.6477 | 5.0501 | 0
3943 | 405.427 | 4.9981 | 0
3944 | 318.0337 | 3.9207 | 0
3945 | 286.6679 | 3.534 | 0
3946 | 268.4368 | 3.3093 | 0
3947 | 236.5358 | 2.916 | 0
3948 | 237.9609 | 2.9336 | 0
3949 | 211.6877 | 2.6097 | 0
3950 | 197.7586 | 2.438 | 0
3951 | 193.8581 | 2.3899 | 0
3952 | 183.4078 | 2.261 | 0
3953 | 194.5186 | 2.398 | 0
3954 | 226.5652 | 2.7931 | 0
3955 | 259.6676 | 3.2012 | 0
3956 | 270.8308 | 3.3388 | 0
3957 | 245.8144 | 3.0304 | 0
3958 | 203.6893 | 2.5111 | 0
3959 | 165.435 | 2.0395 | 0
3960 | 70.0244 | 0.86325 | 0
3961 | 71.4293 | 0.88058 | 0
3962 | 69.4 | 0.85556 | 0
3963 | 78.7451 | 0.97076 | 0
3964 | 118.842 | 1.4651 | 0
3965 | 189.9504 | 2.3417 | 0
3966 | 215.7836 | 2.6602 | 0
3967 | 212.5548 | 2.6204 | 0
3968 | 169.4599 | 2.0891 | 0
3969 | 154.3447 | 1.9027 | 0
3970 | 144.4994 | 1.7814 | 0
3971 | 128.6651 | 1.5862 | 0
3972 | 129.2173 | 1.593 | 0
3973 | 115.3236 | 1.4217 | 0
3974 | 108.5893 | 1.3387 | 0
3975 | 106.0176 | 1.307 | 0
3976 | 101.3452 | 1.2494 | 0
3977 | 107.302 | 1.3228 | 0
3978 | 123.6724 | 1.5246 | 0
3979 | 140.3824 | 1.7306 | 0
3980 | 146.6367 | 1.8077 | 0
3981 | 134.6582 | 1.6601 | 0
3982 | 111.9583 | 1.3802 | 0
3983 | 89.6335 | 1.105 | 0
3984 | 59.9548 | 0.73912 | 0
3985 | 65.9822 | 0.81342 | 0
3986 | 69.4784 | 0.85652 | 0
3987 | 68.8039 | 0.84821 | 0
3988 | 103.1767 | 1.272 | 0
3989 | 214.2742 | 2.6416 | 0
3990 | 184.2178 | 2.271 | 0
3991 | 178.3236 | 2.1984 | 0
3992 | 124.3733 | 1.5333 | 0
3993 | 125.7041 | 1.5497 | 0
3994 | 130.9141 | 1.6139 | 0
3995 | 123.0855 | 1.5174 | 0
3996 | 113.9621 | 1.4049 | 0
3997 | 96.2852 | 1.187 | 0
3998 | 98.2536 | 1.2113 | 0
3999 | 92.6002 | 1.1416 | 0
4000 | 83.2537 | 1.0263 | 0
4001 | 89.4152 | 1.1023 | 0
4002 | 95.9633 | 1.183 | 0
4003 | 117.9285 | 1.4538 | 0
4004 | 126.9846 | 1.5655 | 0
4005 | 109.6324 | 1.3515 | 0
4006 | 100.8883 | 1.2437 | 0
4007 | 79.4355 | 0.97928 | 0
4008 | 65.7218 | 0.81021 | 0
4009 | 60.8047 | 0.7496 | 0
4010 | 48.1118 | 0.59312 | 0
4011 | 57.5046 | 0.70891 | 0
4012 | 79.0566 | 0.9746 | 0
4013 | 101.6251 | 1.2528 | 0
4014 | 102.0729 | 1.2583 | 0
4015 | 106.6902 | 1.3153 | 0
4016 | 93.9811 | 1.1586 | 0
4017 | 81.0312 | 0.99895 | 0
4018 | 103.872 | 1.2805 | 0
4019 | 71.1833 | 0.87754 | 0
4020 | 72.8071 | 0.89756 | 0
4021 | 78.1721 | 0.9637 | 0
4022 | 95.9163 | 1.1824 | 0
4023 | 87.417 | 1.0777 | 0
4024 | 80.2711 | 0.98958 | 0
4025 | 71.6766 | 0.88362 | 0
4026 | 62.02 | 0.76458 | 0
4027 | 73.5417 | 0.90662 | 0
4028 | 76.6395 | 0.94481 | 0
4029 | 77.2535 | 0.95237 | 0
4030 | 68.4222 | 0.8435 | 0
4031 | 49.1992 | 0.60652 | 0
4032 | 47.3254 | 0.58342 | 0
4033 | 49.3472 | 0.60835 | 0
4034 | 59.5299 | 0.73388 | 0
4035 | 61.2256 | 0.75478 | 0
4036 | 87.2565 | 1.0757 | 0
4037 | 114.539 | 1.412 | 0
4038 | 96.895 | 1.1945 | 0
4039 | 115.6121 | 1.4253 | 0
4040 | 85.3615 | 1.0523 | 0
4041 | 76.9194 | 0.94826 | 0
4042 | 73.8434 | 0.91034 | 0
4043 | 67.5243 | 0.83243 | 0
4044 | 66.4377 | 0.81904 | 0
4045 | 63.3283 | 0.78071 | 0
4046 | 62.1132 | 0.76573 | 0
4047 | 57.0499 | 0.70331 | 0
4048 | 53.4494 | 0.65892 | 0
4049 | 60.2513 | 0.74277 | 0
4050 | 71.9511 | 0.88701 | 0
4051 | 70.2638 | 0.86621 | 0
4052 | 83.5184 | 1.0296 | 0
4053 | 85.6268 | 1.0556 | 0
4054 | 70.5208 | 0.86937 | 0
4055 | 54.7501 | 0.67495 | 0
4056 | 38.9325 | 0.47996 | 0
4057 | 43.4037 | 0.53508 | 0
4058 | 47.3887 | 0.5842 | 0
4059 | 47.1441 | 0.58119 | 0
4060 | 69.595 | 0.85796 | 0
4061 | 155.8669 | 1.9215 | 0
4062 | 132.0101 | 1.6274 | 0
4063 | 120.5543 | 1.4862 | 0
4064 | 82.0965 | 1.0121 | 0
4065 | 83.2199 | 1.0259 | 0
4066 | 85.3672 | 1.0524 | 0
4067 | 82.2417 | 1.0139 | 0
4068 | 74.7866 | 0.92196 | 0
4069 | 62.3606 | 0.76878 | 0
4070 | 63.1933 | 0.77904 | 0
4071 | 59.6893 | 0.73584 | 0
4072 | 53.1072 | 0.6547 | 0
4073 | 57.6555 | 0.71077 | 0
4074 | 61.5521 | 0.75881 | 0
4075 | 78.2989 | 0.96526 | 0
4076 | 83.7406 | 1.0323 | 0
4077 | 72.1002 | 0.88885 | 0
4078 | 65.8336 | 0.81159 | 0
4079 | 51.1644 | 0.63075 | 0
4080 | 38.3942 | 0.47332 | 0
4081 | 42.797 | 0.5276 | 0
4082 | 46.7157 | 0.57591 | 0
4083 | 46.4717 | 0.5729 | 0
4084 | 68.6125 | 0.84585 | 0
4085 | 153.5544 | 1.893 | 0
4086 | 130.0518 | 1.6033 | 0
4087 | 118.8176 | 1.4648 | 0
4088 | 80.9536 | 0.99799 | 0
4089 | 82.0618 | 1.0117 | 0
4090 | 84.1661 | 1.0376 | 0
4091 | 81.0857 | 0.99962 | 0
4092 | 73.7503 | 0.90919 | 0
4093 | 61.5097 | 0.75829 | 0
4094 | 62.3328 | 0.76843 | 0
4095 | 58.8709 | 0.72576 | 0
4096 | 52.3919 | 0.64588 | 0
4097 | 56.877 | 0.70118 | 0
4098 | 60.7189 | 0.74854 | 0
4099 | 77.2028 | 0.95175 | 0
4100 | 82.5715 | 1.0179 | 0
4101 | 71.1117 | 0.87666 | 0
4102 | 64.9303 | 0.80046 | 0
4103 | 50.4578 | 0.62204 | 0
4104 | 38.3741 | 0.47307 | 0
4105 | 42.7813 | 0.5274 | 0
4106 | 46.7092 | 0.57583 | 0
4107 | 46.4682 | 0.57286 | 0
4108 | 68.597 | 0.84566 | 0
4109 | 153.6331 | 1.894 | 0
4110 | 130.1183 | 1.6041 | 0
4111 | 118.8261 | 1.4649 | 0
4112 | 80.9191 | 0.99756 | 0
4113 | 82.0264 | 1.0112 | 0
4114 | 84.1431 | 1.0373 | 0
4115 | 81.0623 | 0.99933 | 0
4116 | 73.714 | 0.90874 | 0
4117 | 61.466 | 0.75775 | 0
4118 | 62.2868 | 0.76787 | 0
4119 | 58.8331 | 0.72529 | 0
4120 | 52.3453 | 0.64531 | 0
4121 | 56.8284 | 0.70058 | 0
4122 | 60.6691 | 0.74792 | 0
4123 | 77.1761 | 0.95142 | 0
4124 | 82.5397 | 1.0175 | 0
4125 | 71.066 | 0.8761 | 0
4126 | 64.8893 | 0.79995 | 0
4127 | 50.4305 | 0.6217 | 0
4128 | 41.3251 | 0.50945 | 0
4129 | 45.9496 | 0.56646 | 0
4130 | 49.9701 | 0.61603 | 0
4131 | 49.6572 | 0.61217 | 0
4132 | 73.4949 | 0.90604 | 0
4133 | 162.5059 | 2.0034 | 0
4134 | 137.6357 | 1.6968 | 0
4135 | 126.6584 | 1.5614 | 0
4136 | 86.9983 | 1.0725 | 0
4137 | 88.1963 | 1.0873 | 0
4138 | 90.226 | 1.1123 | 0
4139 | 86.9446 | 1.0718 | 0
4140 | 79.3413 | 0.97811 | 0
4141 | 66.4073 | 0.81866 | 0
4142 | 67.3273 | 0.83001 | 0
4143 | 63.489 | 0.78269 | 0
4144 | 56.727 | 0.69933 | 0
4145 | 61.5502 | 0.75879 | 0
4146 | 65.6697 | 0.80957 | 0
4147 | 82.86 | 1.0215 | 0
4148 | 88.6778 | 1.0932 | 0
4149 | 76.6915 | 0.94545 | 0
4150 | 70.012 | 0.8631 | 0
4151 | 54.3257 | 0.66972 | 0
4152 | 44.8214 | 0.55255 | 0
4153 | 49.4678 | 0.60984 | 0
4154 | 52.2809 | 0.64451 | 0
4155 | 51.8412 | 0.63909 | 0
4156 | 77.5203 | 0.95566 | 0
4157 | 163.4028 | 2.0144 | 0
4158 | 140.5374 | 1.7325 | 0
4159 | 134.889 | 1.6629 | 0
4160 | 93.1075 | 1.1478 | 0
4161 | 94.0798 | 1.1598 | 0
4162 | 98.3975 | 1.213 | 0
4163 | 92.3832 | 1.1389 | 0
4164 | 85.2107 | 1.0505 | 0
4165 | 71.6876 | 0.88376 | 0
4166 | 73.1331 | 0.90158 | 0
4167 | 69.0655 | 0.85143 | 0
4168 | 61.7896 | 0.76174 | 0
4169 | 66.3715 | 0.81822 | 0
4170 | 71.3103 | 0.87911 | 0
4171 | 88.4194 | 1.09 | 0
4172 | 95.1553 | 1.1731 | 0
4173 | 81.6815 | 1.007 | 0
4174 | 75.2171 | 0.92727 | 0
4175 | 59.3843 | 0.73209 | 0
4176 | 83.4593 | 1.0289 | 0
4177 | 77.5979 | 0.95662 | 0
4178 | 62.031 | 0.76471 | 0
4179 | 73.3283 | 0.90399 | 0
4180 | 101.5673 | 1.2521 | 0
4181 | 130.9882 | 1.6148 | 0
4182 | 130.4302 | 1.6079 | 0
4183 | 137.6582 | 1.697 | 0
4184 | 121.3595 | 1.4961 | 0
4185 | 105.7031 | 1.3031 | 0
4186 | 133.1515 | 1.6415 | 0
4187 | 93.1535 | 1.1484 | 0
4188 | 95.1587 | 1.1731 | 0
4189 | 101.1605 | 1.2471 | 0
4190 | 122.9199 | 1.5153 | 0
4191 | 111.9985 | 1.3807 | 0
4192 | 103.2137 | 1.2724 | 0
4193 | 93.1398 | 1.1482 | 0
4194 | 81.6889 | 1.0071 | 0
4195 | 95.8995 | 1.1822 | 0
4196 | 100.244 | 1.2358 | 0
4197 | 100.7821 | 1.2424 | 0
4198 | 89.4145 | 1.1023 | 0
4199 | 64.4583 | 0.79464 | 0
4200 | 49.2526 | 0.60718 | 0
4201 | 51.7932 | 0.6385 | 0
4202 | 62.4344 | 0.76969 | 0
4203 | 61.3424 | 0.75622 | 0
4204 | 89.6527 | 1.1052 | 0
4205 | 118.284 | 1.4582 | 0
4206 | 100.6258 | 1.2405 | 0
4207 | 119.7104 | 1.4758 | 0
4208 | 89.7112 | 1.106 | 0
4209 | 81.5435 | 1.0053 | 0
4210 | 78.4725 | 0.9674 | 0
4211 | 71.9651 | 0.88718 | 0
4212 | 72.2256 | 0.89039 | 0
4213 | 67.8021 | 0.83586 | 0
4214 | 66.3404 | 0.81784 | 0
4215 | 60.7367 | 0.74876 | 0
4216 | 58.6921 | 0.72355 | 0
4217 | 66.7074 | 0.82236 | 0
4218 | 75.8883 | 0.93555 | 0
4219 | 74.3714 | 0.91685 | 0
4220 | 88.0271 | 1.0852 | 0
4221 | 90.0729 | 1.1104 | 0
4222 | 74.816 | 0.92233 | 0
4223 | 58.3575 | 0.71943 | 0
4224 | 72.0005 | 0.88762 | 0
4225 | 73.459 | 0.9056 | 0
4226 | 71.3866 | 0.88005 | 0
4227 | 81.0249 | 0.99887 | 0
4228 | 122.2104 | 1.5066 | 0
4229 | 195.4279 | 2.4092 | 0
4230 | 222.0502 | 2.7374 | 0
4231 | 218.7774 | 2.6971 | 0
4232 | 174.2859 | 2.1486 | 0
4233 | 158.6622 | 1.956 | 0
4234 | 148.543 | 1.8312 | 0
4235 | 132.201 | 1.6298 | 0
4236 | 132.779 | 1.6369 | 0
4237 | 118.4844 | 1.4607 | 0
4238 | 111.5249 | 1.3749 | 0
4239 | 108.9039 | 1.3426 | 0
4240 | 104.0548 | 1.2828 | 0
4241 | 110.1795 | 1.3583 | 0
4242 | 127.0504 | 1.5663 | 0
4243 | 144.2817 | 1.7787 | 0
4244 | 150.6991 | 1.8578 | 0
4245 | 138.3136 | 1.7051 | 0
4246 | 114.9796 | 1.4175 | 0
4247 | 92.1137 | 1.1356 | 0
4248 | 59.0861 | 0.72841 | 0
4249 | 65.0208 | 0.80157 | 0
4250 | 68.4587 | 0.84395 | 0
4251 | 67.7916 | 0.83573 | 0
4252 | 101.667 | 1.2533 | 0
4253 | 211.047 | 2.6018 | 0
4254 | 181.4411 | 2.2368 | 0
4255 | 175.6797 | 2.1658 | 0
4256 | 122.5663 | 1.511 | 0
4257 | 123.8787 | 1.5272 | 0
4258 | 128.9971 | 1.5903 | 0
4259 | 121.2881 | 1.4952 | 0
4260 | 112.3103 | 1.3846 | 0
4261 | 94.9013 | 1.1699 | 0
4262 | 96.8422 | 1.1939 | 0
4263 | 91.2646 | 1.1251 | 0
4264 | 82.0646 | 1.0117 | 0
4265 | 88.1377 | 1.0866 | 0
4266 | 94.5893 | 1.1661 | 0
4267 | 116.2099 | 1.4326 | 0
4268 | 125.1361 | 1.5427 | 0
4269 | 108.0545 | 1.3321 | 0
4270 | 99.4343 | 1.2258 | 0
4271 | 78.2846 | 0.96509 | 0
4272 | 49.9135 | 0.61533 | 0
4273 | 54.9895 | 0.67791 | 0
4274 | 57.9823 | 0.7148 | 0
4275 | 57.4475 | 0.70821 | 0
4276 | 86.0563 | 1.0609 | 0
4277 | 179.714 | 2.2155 | 0
4278 | 154.5282 | 1.905 | 0
4279 | 149.1086 | 1.8382 | 0
4280 | 103.5959 | 1.2771 | 0
4281 | 104.6945 | 1.2907 | 0
4282 | 109.2065 | 1.3463 | 0
4283 | 102.6223 | 1.2651 | 0
4284 | 94.8816 | 1.1697 | 0
4285 | 80.0381 | 0.9867 | 0
4286 | 81.6661 | 1.0068 | 0
4287 | 77.025 | 0.94956 | 0
4288 | 69.1248 | 0.85216 | 0
4289 | 74.2443 | 0.91528 | 0
4290 | 79.7137 | 0.9827 | 0
4291 | 98.2842 | 1.2116 | 0
4292 | 105.8094 | 1.3044 | 0
4293 | 91.1564 | 1.1238 | 0
4294 | 83.9067 | 1.0344 | 0
4295 | 66.1314 | 0.81526 | 0
4296 | 41.3837 | 0.51017 | 0
4297 | 46.0126 | 0.56724 | 0
4298 | 50.0351 | 0.61683 | 0
4299 | 49.7208 | 0.61295 | 0
4300 | 73.5925 | 0.90724 | 0
4301 | 162.6851 | 2.0056 | 0
4302 | 137.7875 | 1.6986 | 0
4303 | 126.8152 | 1.5634 | 0
4304 | 87.119 | 1.074 | 0
4305 | 88.3189 | 1.0888 | 0
4306 | 90.3471 | 1.1138 | 0
4307 | 87.0617 | 1.0733 | 0
4308 | 79.453 | 0.97949 | 0
4309 | 66.5051 | 0.81987 | 0
4310 | 67.4271 | 0.83124 | 0
4311 | 63.5812 | 0.78382 | 0
4312 | 56.8136 | 0.70039 | 0
4313 | 61.6435 | 0.75994 | 0
4314 | 65.7686 | 0.81079 | 0
4315 | 82.973 | 1.0229 | 0
4316 | 88.7998 | 1.0947 | 0
4317 | 76.8029 | 0.94682 | 0
4318 | 70.1135 | 0.86435 | 0
4319 | 54.403 | 0.67068 | 0
4320 | 39.7129 | 0.48958 | 0
4321 | 44.2087 | 0.545 | 0
4322 | 48.1616 | 0.59373 | 0
4323 | 47.8836 | 0.59031 | 0
4324 | 70.7883 | 0.87267 | 0
4325 | 157.4185 | 1.9406 | 0
4326 | 133.3258 | 1.6436 | 0
4327 | 122.2729 | 1.5074 | 0
4328 | 83.6654 | 1.0314 | 0
4329 | 84.8143 | 1.0456 | 0
4330 | 86.8711 | 1.0709 | 0
4331 | 83.7023 | 1.0319 | 0
4332 | 76.2636 | 0.94017 | 0
4333 | 63.7253 | 0.7856 | 0
4334 | 64.594 | 0.79631 | 0
4335 | 60.9561 | 0.75146 | 0
4336 | 54.3622 | 0.67017 | 0
4337 | 58.9992 | 0.72734 | 0
4338 | 62.9651 | 0.77623 | 0
4339 | 79.7343 | 0.98296 | 0
4340 | 85.3073 | 1.0517 | 0
4341 | 73.6312 | 0.90772 | 0
4342 | 67.2242 | 0.82873 | 0
4343 | 52.1991 | 0.64351 | 0
4344 | 75.2427 | 0.92759 | 0
4345 | 61.8079 | 0.76196 | 0
4346 | 37.07 | 0.457 | 0
4347 | 58.6024 | 0.72245 | 0
4348 | 79.0192 | 0.97414 | 0
4349 | 105.1774 | 1.2966 | 0
4350 | 105.639 | 1.3023 | 0
4351 | 102.0709 | 1.2583 | 0
4352 | 66.8096 | 0.82362 | 0
4353 | 65.9864 | 0.81347 | 0
4354 | 99.0635 | 1.2212 | 0
4355 | 59.552 | 0.73415 | 0
4356 | 60.0532 | 0.74033 | 0
4357 | 58.7972 | 0.72485 | 0
4358 | 102.1525 | 1.2593 | 0
4359 | 90.8176 | 1.1196 | 0
4360 | 74.358 | 0.91668 | 0
4361 | 56.4117 | 0.69544 | 0
4362 | 55.2354 | 0.68094 | 0
4363 | 58.5747 | 0.7221 | 0
4364 | 61.4799 | 0.75792 | 0
4365 | 62.806 | 0.77427 | 0
4366 | 54.2815 | 0.66918 | 0
4367 | 39.3277 | 0.48483 | 0
4368 | 44.7381 | 0.55153 | 0
4369 | 46.659 | 0.57521 | 0
4370 | 56.6769 | 0.69871 | 0
4371 | 58.4009 | 0.71996 | 0
4372 | 82.9592 | 1.0227 | 0
4373 | 108.7682 | 1.3409 | 0
4374 | 92.0071 | 1.1343 | 0
4375 | 109.587 | 1.351 | 0
4376 | 80.3583 | 0.99065 | 0
4377 | 72.0441 | 0.88815 | 0
4378 | 69.2007 | 0.8531 | 0
4379 | 63.1058 | 0.77796 | 0
4380 | 62.0295 | 0.76469 | 0
4381 | 59.2304 | 0.73019 | 0
4382 | 57.9704 | 0.71465 | 0
4383 | 53.2784 | 0.65681 | 0
4384 | 49.793 | 0.61384 | 0
4385 | 56.2703 | 0.6937 | 0
4386 | 67.5801 | 0.83312 | 0
4387 | 65.845 | 0.81173 | 0
4388 | 78.5544 | 0.96841 | 0
4389 | 80.7145 | 0.99504 | 0
4390 | 66.2123 | 0.81626 | 0
4391 | 51.4905 | 0.63477 | 0
4392 | 38.4339 | 0.47381 | 0
4393 | 42.8733 | 0.52854 | 0
4394 | 46.8512 | 0.57758 | 0
4395 | 46.621 | 0.57474 | 0
4396 | 68.7827 | 0.84795 | 0
4397 | 154.4877 | 1.9045 | 0
4398 | 130.8415 | 1.613 | 0
4399 | 119.2842 | 1.4705 | 0
4400 | 81.0751 | 0.99949 | 0
4401 | 82.1829 | 1.0131 | 0
4402 | 84.3552 | 1.0399 | 0
4403 | 81.262 | 1.0018 | 0
4404 | 73.8374 | 0.91026 | 0
4405 | 61.5169 | 0.75838 | 0
4406 | 62.3313 | 0.76842 | 0
4407 | 58.8972 | 0.72608 | 0
4408 | 52.3522 | 0.64539 | 0
4409 | 56.8433 | 0.70076 | 0
4410 | 60.6934 | 0.74822 | 0
4411 | 77.3487 | 0.95355 | 0
4412 | 82.7119 | 1.0197 | 0
4413 | 71.143 | 0.87705 | 0
4414 | 64.9625 | 0.80085 | 0
4415 | 50.5054 | 0.62263 | 0
4416 | 38.9554 | 0.48024 | 0
4417 | 43.3942 | 0.53496 | 0
4418 | 47.3213 | 0.58337 | 0
4419 | 47.0612 | 0.58017 | 0
4420 | 69.5273 | 0.85713 | 0
4421 | 155.1121 | 1.9122 | 0
4422 | 131.3717 | 1.6195 | 0
4423 | 120.2496 | 1.4824 | 0
4424 | 82.1034 | 1.0122 | 0
4425 | 83.229 | 1.026 | 0
4426 | 85.3058 | 1.0516 | 0
4427 | 82.1888 | 1.0132 | 0
4428 | 74.8186 | 0.92236 | 0
4429 | 62.4589 | 0.76999 | 0
4430 | 63.3025 | 0.78039 | 0
4431 | 59.7622 | 0.73674 | 0
4432 | 53.2409 | 0.65635 | 0
4433 | 57.7905 | 0.71244 | 0
4434 | 61.6846 | 0.76044 | 0
4435 | 78.2727 | 0.96494 | 0
4436 | 83.7295 | 1.0322 | 0
4437 | 72.1886 | 0.88994 | 0
4438 | 65.9104 | 0.81254 | 0
4439 | 51.1993 | 0.63118 | 0
4440 | 40.7909 | 0.50287 | 0
4441 | 45.3639 | 0.55924 | 0
4442 | 49.3469 | 0.60834 | 0
4443 | 49.0417 | 0.60458 | 0
4444 | 72.5707 | 0.89465 | 0
4445 | 160.6078 | 1.98 | 0
4446 | 136.028 | 1.6769 | 0
4447 | 125.1109 | 1.5424 | 0
4448 | 85.8834 | 1.0588 | 0
4449 | 87.0656 | 1.0733 | 0
4450 | 89.0862 | 1.0982 | 0
4451 | 85.8448 | 1.0583 | 0
4452 | 78.3184 | 0.9655 | 0
4453 | 65.534 | 0.8079 | 0
4454 | 66.4396 | 0.81906 | 0
4455 | 62.6591 | 0.77246 | 0
4456 | 55.9691 | 0.68998 | 0
4457 | 60.7302 | 0.74868 | 0
4458 | 64.7976 | 0.79882 | 0
4459 | 81.8061 | 1.0085 | 0
4460 | 87.5458 | 1.0793 | 0
4461 | 75.689 | 0.93309 | 0
4462 | 69.0977 | 0.85183 | 0
4463 | 53.6222 | 0.66105 | 0
4464 | 39.0044 | 0.48084 | 0
4465 | 43.4635 | 0.53581 | 0
4466 | 47.4207 | 0.5846 | 0
4467 | 47.1668 | 0.58147 | 0
4468 | 69.6603 | 0.85877 | 0
4469 | 155.6617 | 1.919 | 0
4470 | 131.8368 | 1.6253 | 0
4471 | 120.5582 | 1.4862 | 0
4472 | 82.2241 | 1.0137 | 0
4473 | 83.3505 | 1.0275 | 0
4474 | 85.4599 | 1.0535 | 0
4475 | 82.3347 | 1.015 | 0
4476 | 74.9178 | 0.92358 | 0
4477 | 62.5117 | 0.77064 | 0
4478 | 63.352 | 0.781 | 0
4479 | 59.8216 | 0.73748 | 0
4480 | 53.265 | 0.65665 | 0
4481 | 57.821 | 0.71281 | 0
4482 | 61.722 | 0.7609 | 0
4483 | 78.4015 | 0.96653 | 0
4484 | 83.8602 | 1.0338 | 0
4485 | 72.2603 | 0.89082 | 0
4486 | 65.9774 | 0.81336 | 0
4487 | 51.2617 | 0.63195 | 0
4488 | 39.4794 | 0.4867 | 0
4489 | 43.9591 | 0.54192 | 0
4490 | 47.9065 | 0.59059 | 0
4491 | 47.6346 | 0.58724 | 0
4492 | 70.404 | 0.86794 | 0
4493 | 156.7424 | 1.9323 | 0
4494 | 132.7529 | 1.6366 | 0
4495 | 121.6647 | 1.4999 | 0
4496 | 83.1856 | 1.0255 | 0
4497 | 84.3273 | 1.0396 | 0
4498 | 86.3932 | 1.065 | 0
4499 | 83.2399 | 1.0262 | 0
4500 | 75.8186 | 0.93469 | 0
4501 | 63.3323 | 0.78076 | 0
4502 | 64.1929 | 0.79137 | 0
4503 | 60.5865 | 0.74691 | 0
4504 | 54.0124 | 0.66586 | 0
4505 | 58.6225 | 0.72269 | 0
4506 | 62.5664 | 0.77131 | 0
4507 | 79.2867 | 0.97744 | 0
4508 | 84.8234 | 1.0457 | 0
4509 | 73.1846 | 0.90221 | 0
4510 | 66.8176 | 0.82372 | 0
4511 | 51.8907 | 0.6397 | 0
4512 | 78.002 | 0.9616 | 0
4513 | 64.3577 | 0.7934 | 0
4514 | 39.1025 | 0.48205 | 0
4515 | 60.9944 | 0.75193 | 0
4516 | 82.5679 | 1.0179 | 0
4517 | 109.9715 | 1.3557 | 0
4518 | 110.0193 | 1.3563 | 0
4519 | 106.998 | 1.3191 | 0
4520 | 70.7448 | 0.87214 | 0
4521 | 69.9485 | 0.86232 | 0
4522 | 103.521 | 1.2762 | 0
4523 | 63.1767 | 0.77884 | 0
4524 | 63.6982 | 0.78527 | 0
4525 | 62.2148 | 0.76698 | 0
4526 | 106.4605 | 1.3124 | 0
4527 | 94.6888 | 1.1673 | 0
4528 | 77.8815 | 0.96012 | 0
4529 | 59.7408 | 0.73648 | 0
4530 | 58.6596 | 0.72315 | 0
4531 | 62.1325 | 0.76597 | 0
4532 | 65.3128 | 0.80517 | 0
4533 | 66.5841 | 0.82084 | 0
4534 | 57.6607 | 0.71084 | 0
4535 | 41.8262 | 0.51563 | 0
4536 | 48.663 | 0.59991 | 0
4537 | 50.7379 | 0.62549 | 0
4538 | 61.0482 | 0.7526 | 0
4539 | 62.7424 | 0.77348 | 0
4540 | 89.5292 | 1.1037 | 0
4541 | 117.5754 | 1.4495 | 0
4542 | 99.4662 | 1.2262 | 0
4543 | 118.7588 | 1.464 | 0
4544 | 87.9115 | 1.0838 | 0
4545 | 79.3672 | 0.97843 | 0
4546 | 76.178 | 0.93912 | 0
4547 | 69.7299 | 0.85962 | 0
4548 | 68.6327 | 0.8461 | 0
4549 | 65.3779 | 0.80597 | 0
4550 | 64.174 | 0.79113 | 0
4551 | 58.929 | 0.72647 | 0
4552 | 55.2603 | 0.68124 | 0
4553 | 62.235 | 0.76723 | 0
4554 | 74.1635 | 0.91428 | 0
4555 | 72.4857 | 0.8936 | 0
4556 | 86.0415 | 1.0607 | 0
4557 | 88.1413 | 1.0866 | 0
4558 | 72.6991 | 0.89623 | 0
4559 | 56.4064 | 0.69537 | 0
4560 | 43.0137 | 0.53027 | 0
4561 | 47.5455 | 0.58614 | 0
4562 | 50.3486 | 0.62069 | 0
4563 | 49.9601 | 0.6159 | 0
4564 | 74.5945 | 0.91959 | 0
4565 | 158.4797 | 1.9537 | 0
4566 | 136.3314 | 1.6807 | 0
4567 | 130.2665 | 1.6059 | 0
4568 | 89.4186 | 1.1023 | 0
4569 | 90.34 | 1.1137 | 0
4570 | 94.7028 | 1.1675 | 0
4571 | 88.8472 | 1.0953 | 0
4572 | 81.7815 | 1.0082 | 0
4573 | 68.644 | 0.84624 | 0
4574 | 70.0176 | 0.86317 | 0
4575 | 66.1965 | 0.81607 | 0
4576 | 59.0643 | 0.72814 | 0
4577 | 63.4489 | 0.78219 | 0
4578 | 68.2109 | 0.8409 | 0
4579 | 84.987 | 1.0477 | 0
4580 | 91.4335 | 1.1272 | 0
4581 | 78.243 | 0.96457 | 0
4582 | 72.0768 | 0.88856 | 0
4583 | 56.989 | 0.70256 | 0
4584 | 42.9206 | 0.52912 | 0
4585 | 47.4144 | 0.58452 | 0
4586 | 50.1712 | 0.61851 | 0
4587 | 49.7707 | 0.61357 | 0
4588 | 74.3552 | 0.91665 | 0
4589 | 157.4901 | 1.9415 | 0
4590 | 135.4693 | 1.6701 | 0
4591 | 129.6674 | 1.5985 | 0
4592 | 89.1994 | 1.0996 | 0
4593 | 90.1233 | 1.111 | 0
4594 | 94.3917 | 1.1637 | 0
4595 | 88.5813 | 1.092 | 0
4596 | 81.6016 | 1.006 | 0
4597 | 68.5545 | 0.84513 | 0
4598 | 69.9304 | 0.8621 | 0
4599 | 66.0856 | 0.8147 | 0
4600 | 59.0269 | 0.72768 | 0
4601 | 63.4069 | 0.78167 | 0
4602 | 68.1499 | 0.84015 | 0
4603 | 84.7512 | 1.0448 | 0
4604 | 91.1906 | 1.1242 | 0
4605 | 78.1296 | 0.96318 | 0
4606 | 71.9622 | 0.88714 | 0
4607 | 56.8657 | 0.70104 | 0
4608 | 43.0964 | 0.53129 | 0
4609 | 47.6085 | 0.58691 | 0
4610 | 50.3765 | 0.62104 | 0
4611 | 49.9742 | 0.61608 | 0
4612 | 74.6594 | 0.9204 | 0
4613 | 158.1325 | 1.9494 | 0
4614 | 136.0219 | 1.6769 | 0
4615 | 130.1972 | 1.6051 | 0
4616 | 89.5646 | 1.1041 | 0
4617 | 90.4923 | 1.1156 | 0
4618 | 94.7778 | 1.1684 | 0
4619 | 88.9438 | 1.0965 | 0
4620 | 81.9358 | 1.0101 | 0
4621 | 68.8355 | 0.8486 | 0
4622 | 70.2171 | 0.86563 | 0
4623 | 66.3564 | 0.81804 | 0
4624 | 59.269 | 0.73066 | 0
4625 | 63.6669 | 0.78488 | 0
4626 | 68.4294 | 0.84359 | 0
4627 | 85.0981 | 1.0491 | 0
4628 | 91.5639 | 1.1288 | 0
4629 | 78.4498 | 0.96712 | 0
4630 | 72.2571 | 0.89078 | 0
4631 | 57.0986 | 0.70391 | 0
4632 | 58.726 | 0.72397 | 0
4633 | 64.6431 | 0.79692 | 0
4634 | 68.0862 | 0.83936 | 0
4635 | 67.4316 | 0.83129 | 0
4636 | 101.0983 | 1.2463 | 0
4637 | 210.1831 | 2.5911 | 0
4638 | 180.7057 | 2.2277 | 0
4639 | 174.8163 | 2.1551 | 0
4640 | 121.8363 | 1.502 | 0
4641 | 123.1377 | 1.518 | 0
4642 | 128.2805 | 1.5814 | 0
4643 | 120.5972 | 1.4867 | 0
4644 | 111.6279 | 1.3761 | 0
4645 | 94.2845 | 1.1623 | 0
4646 | 96.2101 | 1.1861 | 0
4647 | 90.6874 | 1.118 | 0
4648 | 81.5055 | 1.0048 | 0
4649 | 87.5384 | 1.0792 | 0
4650 | 93.9564 | 1.1583 | 0
4651 | 115.5357 | 1.4243 | 0
4652 | 124.403 | 1.5336 | 0
4653 | 107.3596 | 1.3235 | 0
4654 | 98.8015 | 1.218 | 0
4655 | 77.8075 | 0.9592 | 0
4656 | 130.2691 | 1.6059 | 0
4657 | 133.4126 | 1.6447 | 0
4658 | 130.1764 | 1.6048 | 0
4659 | 148.6799 | 1.8329 | 0
4660 | 221.642 | 2.7324 | 0
4661 | 357.8214 | 4.4112 | 0
4662 | 408.1696 | 5.0319 | 0
4663 | 403.9494 | 4.9799 | 0
4664 | 316.9146 | 3.9069 | 0
4665 | 285.6827 | 3.5219 | 0
4666 | 267.5139 | 3.2979 | 0
4667 | 235.7422 | 2.9062 | 0
4668 | 237.1592 | 2.9237 | 0
4669 | 210.98 | 2.6009 | 0
4670 | 197.1101 | 2.43 | 0
4671 | 193.216 | 2.382 | 0
4672 | 182.8157 | 2.2537 | 0
4673 | 193.8879 | 2.3902 | 0
4674 | 225.8114 | 2.7838 | 0
4675 | 258.7837 | 3.1903 | 0
4676 | 269.9121 | 3.3275 | 0
4677 | 245.0036 | 3.0204 | 0
4678 | 203.023 | 2.5029 | 0
4679 | 164.8747 | 2.0326 | 0
4680 | 123.7987 | 1.5262 | 0
4681 | 117.2123 | 1.445 | 0
4682 | 101.1798 | 1.2473 | 0
4683 | 115.5238 | 1.4242 | 0
4684 | 163.6805 | 2.0178 | 0
4685 | 219.4005 | 2.7048 | 0
4686 | 256.4991 | 3.1621 | 0
4687 | 240.8492 | 2.9692 | 0
4688 | 228.1987 | 2.8132 | 0
4689 | 209.7107 | 2.5853 | 0
4690 | 220.7424 | 2.7213 | 0
4691 | 181.1427 | 2.2331 | 0
4692 | 181.0416 | 2.2319 | 0
4693 | 174.0698 | 2.1459 | 0
4694 | 184.383 | 2.2731 | 0
4695 | 174.6674 | 2.1533 | 0
4696 | 170.7791 | 2.1054 | 0
4697 | 163.7497 | 2.0187 | 0
4698 | 152.624 | 1.8815 | 0
4699 | 173.9587 | 2.1445 | 0
4700 | 177.6467 | 2.19 | 0
4701 | 177.4445 | 2.1875 | 0
4702 | 151.2705 | 1.8649 | 0
4703 | 111.4511 | 1.374 | 0
4704 | 87.836 | 1.0828 | 0
4705 | 90.6899 | 1.118 | 0
4706 | 109.6364 | 1.3516 | 0
4707 | 110.3386 | 1.3602 | 0
4708 | 167.0598 | 2.0595 | 0
4709 | 230.5677 | 2.8424 | 0
4710 | 232.9129 | 2.8713 | 0
4711 | 229.3331 | 2.8272 | 0
4712 | 178.0971 | 2.1956 | 0
4713 | 159.1424 | 1.9619 | 0
4714 | 151.6498 | 1.8695 | 0
4715 | 137.3598 | 1.6934 | 0
4716 | 136.8944 | 1.6876 | 0
4717 | 127.9204 | 1.577 | 0
4718 | 120.7174 | 1.4882 | 0
4719 | 115.1001 | 1.4189 | 0
4720 | 117.5141 | 1.4487 | 0
4721 | 132.3275 | 1.6313 | 0
4722 | 147.1937 | 1.8146 | 0
4723 | 148.98 | 1.8366 | 0
4724 | 171.0101 | 2.1082 | 0
4725 | 176.2101 | 2.1723 | 0
4726 | 140.7444 | 1.7351 | 0
4727 | 109.1305 | 1.3454 | 0
4728 | 89.4191 | 1.1024 | 0
4729 | 91.3218 | 1.1258 | 0
4730 | 88.841 | 1.0952 | 0
4731 | 101.0038 | 1.2452 | 0
4732 | 151.8717 | 1.8723 | 0
4733 | 243.4736 | 3.0015 | 0
4734 | 276.9314 | 3.414 | 0
4735 | 273.1748 | 3.3677 | 0
4736 | 216.7362 | 2.6719 | 0
4737 | 196.796 | 2.4261 | 0
4738 | 184.254 | 2.2715 | 0
4739 | 163.5594 | 2.0163 | 0
4740 | 164.3444 | 2.026 | 0
4741 | 146.5344 | 1.8065 | 0
4742 | 137.6598 | 1.6971 | 0
4743 | 134.5583 | 1.6588 | 0
4744 | 128.2415 | 1.581 | 0
4745 | 135.8463 | 1.6747 | 0
4746 | 157.052 | 1.9361 | 0
4747 | 178.7771 | 2.2039 | 0
4748 | 186.6597 | 2.3011 | 0
4749 | 170.8252 | 2.1059 | 0
4750 | 141.8891 | 1.7492 | 0
4751 | 114.075 | 1.4063 | 0
4752 | 75.9516 | 0.93633 | 0
4753 | 77.4873 | 0.95526 | 0
4754 | 75.2982 | 0.92827 | 0
4755 | 85.4592 | 1.0535 | 0
4756 | 128.9138 | 1.5892 | 0
4757 | 206.128 | 2.5411 | 0
4758 | 234.1987 | 2.8872 | 0
4759 | 230.7364 | 2.8445 | 0
4760 | 183.841 | 2.2664 | 0
4761 | 167.377 | 2.0634 | 0
4762 | 156.7016 | 1.9318 | 0
4763 | 139.4755 | 1.7194 | 0
4764 | 140.0831 | 1.7269 | 0
4765 | 125.006 | 1.5411 | 0
4766 | 117.6718 | 1.4506 | 0
4767 | 114.9022 | 1.4165 | 0
4768 | 109.7963 | 1.3536 | 0
4769 | 116.2572 | 1.4332 | 0
4770 | 134.0459 | 1.6525 | 0
4771 | 152.2124 | 1.8765 | 0
4772 | 158.9847 | 1.96 | 0
4773 | 145.9339 | 1.7991 | 0
4774 | 121.318 | 1.4956 | 0
4775 | 97.1789 | 1.198 | 0
4776 | 52.7845 | 0.65072 | 0
4777 | 58.1202 | 0.7165 | 0
4778 | 61.2395 | 0.75496 | 0
4779 | 60.6591 | 0.7478 | 0
4780 | 90.9175 | 1.1208 | 0
4781 | 189.3137 | 2.3338 | 0
4782 | 162.7699 | 2.0066 | 0
4783 | 157.3236 | 1.9395 | 0
4784 | 109.5254 | 1.3502 | 0
4785 | 110.6924 | 1.3646 | 0
4786 | 115.3669 | 1.4222 | 0
4787 | 108.441 | 1.3369 | 0
4788 | 100.3359 | 1.2369 | 0
4789 | 84.7093 | 1.0443 | 0
4790 | 86.4369 | 1.0656 | 0
4791 | 81.4924 | 1.0046 | 0
4792 | 73.204 | 0.90245 | 0
4793 | 78.6236 | 0.96927 | 0
4794 | 84.3976 | 1.0404 | 0
4795 | 103.8783 | 1.2806 | 0
4796 | 111.8442 | 1.3788 | 0
4797 | 96.4634 | 1.1892 | 0
4798 | 88.7801 | 1.0945 | 0
4799 | 69.9354 | 0.86216 | 0
4800 | 46.6588 | 0.57521 | 0
4801 | 51.4657 | 0.63446 | 0
4802 | 54.3514 | 0.67004 | 0
4803 | 53.8799 | 0.66423 | 0
4804 | 80.6154 | 0.99382 | 0
4805 | 169.4131 | 2.0885 | 0
4806 | 145.6951 | 1.7961 | 0
4807 | 140.0811 | 1.7269 | 0
4808 | 96.8971 | 1.1945 | 0
4809 | 97.9141 | 1.2071 | 0
4810 | 102.3183 | 1.2614 | 0
4811 | 96.0921 | 1.1846 | 0
4812 | 88.7009 | 1.0935 | 0
4813 | 74.6894 | 0.92077 | 0
4814 | 76.1997 | 0.93938 | 0
4815 | 71.9314 | 0.88676 | 0
4816 | 64.419 | 0.79415 | 0
4817 | 69.194 | 0.85302 | 0
4818 | 74.3259 | 0.91628 | 0
4819 | 91.989 | 1.134 | 0
4820 | 99.0084 | 1.2206 | 0
4821 | 85.0897 | 1.049 | 0
4822 | 78.3447 | 0.96583 | 0
4823 | 61.8189 | 0.7621 | 0
4824 | 78.9799 | 0.97366 | 0
4825 | 80.593 | 0.99354 | 0
4826 | 78.3332 | 0.96569 | 0
4827 | 88.9336 | 1.0964 | 0
4828 | 134.0708 | 1.6528 | 0
4829 | 214.4828 | 2.6441 | 0
4830 | 243.7428 | 3.0048 | 0
4831 | 240.1972 | 2.9611 | 0
4832 | 191.2218 | 2.3574 | 0
4833 | 174.0061 | 2.1451 | 0
4834 | 162.9096 | 2.0083 | 0
4835 | 144.9258 | 1.7866 | 0
4836 | 145.5696 | 1.7946 | 0
4837 | 129.8811 | 1.6012 | 0
4838 | 122.2135 | 1.5066 | 0
4839 | 119.3606 | 1.4715 | 0
4840 | 113.9989 | 1.4054 | 0
4841 | 120.7171 | 1.4882 | 0
4842 | 139.26 | 1.7168 | 0
4843 | 158.2085 | 1.9504 | 0
4844 | 165.2354 | 2.037 | 0
4845 | 151.5839 | 1.8687 | 0
4846 | 125.9942 | 1.5532 | 0
4847 | 100.9962 | 1.2451 | 0
4848 | 121.2545 | 1.4948 | 0
4849 | 114.823 | 1.4155 | 0
4850 | 99.1513 | 1.2223 | 0
4851 | 113.1812 | 1.3953 | 0
4852 | 160.4687 | 1.9782 | 0
4853 | 215.1988 | 2.653 | 0
4854 | 251.5101 | 3.1006 | 0
4855 | 236.174 | 2.9115 | 0
4856 | 223.7232 | 2.758 | 0
4857 | 205.6612 | 2.5354 | 0
4858 | 216.3612 | 2.6673 | 0
4859 | 177.6728 | 2.1903 | 0
4860 | 177.5682 | 2.189 | 0
4861 | 170.685 | 2.1042 | 0
4862 | 180.7395 | 2.2281 | 0
4863 | 171.2205 | 2.1108 | 0
4864 | 167.4379 | 2.0642 | 0
4865 | 160.6158 | 1.9801 | 0
4866 | 149.8259 | 1.847 | 0
4867 | 170.7057 | 2.1044 | 0
4868 | 174.3565 | 2.1495 | 0
4869 | 174.1473 | 2.1469 | 0
4870 | 148.4554 | 1.8301 | 0
4871 | 109.3736 | 1.3483 | 0
4872 | 116.0431 | 1.4306 | 0
4873 | 120.1182 | 1.4808 | 0
4874 | 147.1621 | 1.8142 | 0
4875 | 147.6195 | 1.8198 | 0
4876 | 222.4354 | 2.7422 | 0
4877 | 305.7596 | 3.7694 | 0
4878 | 307.2685 | 3.788 | 0
4879 | 303.2979 | 3.739 | 0
4880 | 233.0791 | 2.8734 | 0
4881 | 206.784 | 2.5492 | 0
4882 | 197.3504 | 2.4329 | 0
4883 | 178.0046 | 2.1944 | 0
4884 | 177.45 | 2.1876 | 0
4885 | 166.1668 | 2.0485 | 0
4886 | 156.214 | 1.9258 | 0
4887 | 148.9516 | 1.8363 | 0
4888 | 152.1442 | 1.8756 | 0
4889 | 172.3244 | 2.1244 | 0
4890 | 192.0827 | 2.368 | 0
4891 | 193.6 | 2.3867 | 0
4892 | 223.6861 | 2.7576 | 0
4893 | 231.1888 | 2.8501 | 0
4894 | 183.85 | 2.2665 | 0
4895 | 143.1451 | 1.7647 | 0
4896 | 58.9635 | 0.7269 | 0
4897 | 64.9219 | 0.80035 | 0
4898 | 68.4037 | 0.84328 | 0
4899 | 67.7545 | 0.83527 | 0
4900 | 101.5551 | 1.252 | 0
4901 | 211.432 | 2.6065 | 0
4902 | 181.7863 | 2.241 | 0
4903 | 175.7189 | 2.1662 | 0
4904 | 122.3447 | 1.5083 | 0
4905 | 123.6486 | 1.5243 | 0
4906 | 128.8646 | 1.5886 | 0
4907 | 121.1302 | 1.4933 | 0
4908 | 112.0809 | 1.3817 | 0
4909 | 94.6292 | 1.1666 | 0
4910 | 96.5594 | 1.1904 | 0
4911 | 91.034 | 1.1223 | 0
4912 | 81.7792 | 1.0082 | 0
4913 | 87.8335 | 1.0828 | 0
4914 | 94.2828 | 1.1623 | 0
4915 | 116.0348 | 1.4305 | 0
4916 | 124.9337 | 1.5402 | 0
4917 | 107.7591 | 1.3284 | 0
4918 | 99.1754 | 1.2226 | 0
4919 | 78.122 | 0.96308 | 0
4920 | 46.8642 | 0.57774 | 0
4921 | 51.6723 | 0.63701 | 0
4922 | 54.5424 | 0.67239 | 0
4923 | 54.0597 | 0.66644 | 0
4924 | 80.9155 | 0.99752 | 0
4925 | 169.7031 | 2.0921 | 0
4926 | 145.9368 | 1.7991 | 0
4927 | 140.4742 | 1.7318 | 0
4928 | 97.3055 | 1.1996 | 0
4929 | 98.3302 | 1.2122 | 0
4930 | 102.6938 | 1.266 | 0
4931 | 96.4631 | 1.1892 | 0
4932 | 89.0894 | 1.0983 | 0
4933 | 75.0599 | 0.92533 | 0
4934 | 76.5805 | 0.94408 | 0
4935 | 72.2709 | 0.89095 | 0
4936 | 64.7663 | 0.79843 | 0
4937 | 69.5658 | 0.8576 | 0
4938 | 74.7141 | 0.92107 | 0
4939 | 92.3574 | 1.1386 | 0
4940 | 99.4125 | 1.2256 | 0
4941 | 85.5037 | 1.0541 | 0
4942 | 78.7187 | 0.97044 | 0
4943 | 62.0911 | 0.76545 | 0
4944 | 60.2875 | 0.74322 | 0
4945 | 66.3482 | 0.81794 | 0
4946 | 69.8634 | 0.86127 | 0
4947 | 69.1851 | 0.85291 | 0
4948 | 103.7487 | 1.279 | 0
4949 | 215.4576 | 2.6561 | 0
4950 | 185.2351 | 2.2836 | 0
4951 | 179.3105 | 2.2105 | 0
4952 | 125.0634 | 1.5418 | 0
4953 | 126.4016 | 1.5583 | 0
4954 | 131.6398 | 1.6228 | 0
4955 | 123.768 | 1.5258 | 0
4956 | 114.5946 | 1.4127 | 0
4957 | 96.8202 | 1.1936 | 0
4958 | 98.7996 | 1.218 | 0
4959 | 93.1145 | 1.1479 | 0
4960 | 83.7166 | 1.0321 | 0
4961 | 89.9124 | 1.1084 | 0
4962 | 96.4968 | 1.1896 | 0
4963 | 118.5826 | 1.4619 | 0
4964 | 127.689 | 1.5741 | 0
4965 | 110.2414 | 1.359 | 0
4966 | 101.4487 | 1.2507 | 0
4967 | 79.8764 | 0.98471 | 0
4968 | 46.6085 | 0.57459 | 0
4969 | 51.4112 | 0.63379 | 0
4970 | 54.2951 | 0.66935 | 0
4971 | 53.8246 | 0.66355 | 0
4972 | 80.5312 | 0.99278 | 0
4973 | 169.2531 | 2.0865 | 0
4974 | 145.5579 | 1.7944 | 0
4975 | 139.9412 | 1.7252 | 0
4976 | 96.7935 | 1.1933 | 0
4977 | 97.8092 | 1.2058 | 0
4978 | 102.2116 | 1.2601 | 0
4979 | 95.991 | 1.1834 | 0
4980 | 88.6054 | 1.0923 | 0
4981 | 74.6068 | 0.91975 | 0
4982 | 76.1153 | 0.93834 | 0
4983 | 71.8527 | 0.88579 | 0
4984 | 64.3463 | 0.79326 | 0
4985 | 69.116 | 0.85206 | 0
4986 | 74.2427 | 0.91526 | 0
4987 | 91.8916 | 1.1328 | 0
4988 | 98.9032 | 1.2193 | 0
4989 | 84.9959 | 1.0478 | 0
4990 | 78.2587 | 0.96477 | 0
4991 | 61.7522 | 0.76128 | 0
4992 | 39.2066 | 0.48334 | 0
4993 | 43.6678 | 0.53833 | 0
4994 | 47.6094 | 0.58692 | 0
4995 | 47.3449 | 0.58366 | 0
4996 | 69.9562 | 0.86241 | 0
4997 | 155.9607 | 1.9227 | 0
4998 | 132.0905 | 1.6284 | 0
4999 | 120.9577 | 1.4912 | 0
5000 | 82.6255 | 1.0186 | 0
5001 | 83.7587 | 1.0326 | 0
5002 | 85.8359 | 1.0582 | 0
5003 | 82.7008 | 1.0195 | 0
5004 | 75.299 | 0.92828 | 0
5005 | 62.8728 | 0.77509 | 0
5006 | 63.7237 | 0.78558 | 0
5007 | 60.1544 | 0.74158 | 0
5008 | 53.6027 | 0.66081 | 0
5009 | 58.1814 | 0.71726 | 0
5010 | 62.0998 | 0.76556 | 0
5011 | 78.7646 | 0.971 | 0
5012 | 84.2588 | 1.0387 | 0
5013 | 72.6625 | 0.89578 | 0
5014 | 66.3423 | 0.81786 | 0
5015 | 51.5304 | 0.63526 | 0
5016 | 78.9405 | 0.97317 | 0
5017 | 65.2067 | 0.80386 | 0
5018 | 39.7507 | 0.49004 | 0
5019 | 61.7924 | 0.76177 | 0
5020 | 83.7331 | 1.0323 | 0
5021 | 111.542 | 1.3751 | 0
5022 | 111.4766 | 1.3743 | 0
5023 | 108.5979 | 1.3388 | 0
5024 | 71.988 | 0.88746 | 0
5025 | 71.1973 | 0.87771 | 0
5026 | 104.9842 | 1.2942 | 0
5027 | 64.3172 | 0.7929 | 0
5028 | 64.8455 | 0.79941 | 0
5029 | 63.2964 | 0.78031 | 0
5030 | 107.8898 | 1.3301 | 0
5031 | 95.9709 | 1.1831 | 0
5032 | 79.0288 | 0.97426 | 0
5033 | 60.7923 | 0.74944 | 0
5034 | 59.7346 | 0.7364 | 0
5035 | 63.2523 | 0.77977 | 0
5036 | 66.5153 | 0.82 | 0
5037 | 67.7746 | 0.83552 | 0
5038 | 58.7211 | 0.72391 | 0
5039 | 42.6083 | 0.52527 | 0
5040 | 52.015 | 0.64124 | 0
5041 | 54.6833 | 0.67413 | 0
5042 | 65.6746 | 0.80963 | 0
5043 | 64.503 | 0.79519 | 0
5044 | 94.4076 | 1.1638 | 0
5045 | 124.6286 | 1.5364 | 0
5046 | 106.0171 | 1.307 | 0
5047 | 126.2515 | 1.5564 | 0
5048 | 94.9361 | 1.1704 | 0
5049 | 86.5071 | 1.0665 | 0
5050 | 83.2209 | 1.0259 | 0
5051 | 76.4231 | 0.94214 | 0
5052 | 76.7011 | 0.94556 | 0
5053 | 71.9653 | 0.88718 | 0
5054 | 70.4954 | 0.86906 | 0
5055 | 64.5249 | 0.79546 | 0
5056 | 62.3827 | 0.76905 | 0
5057 | 70.799 | 0.8728 | 0
5058 | 80.3986 | 0.99115 | 0
5059 | 78.8796 | 0.97242 | 0
5060 | 93.1915 | 1.1489 | 0
5061 | 95.2503 | 1.1742 | 0
5062 | 79.2676 | 0.9772 | 0
5063 | 61.7699 | 0.76149 | 0
5064 | 52.7434 | 0.65022 | 0
5065 | 58.1033 | 0.71629 | 0
5066 | 61.2604 | 0.75521 | 0
5067 | 60.6935 | 0.74822 | 0
5068 | 90.9247 | 1.1209 | 0
5069 | 189.8148 | 2.34 | 0
5070 | 163.2119 | 2.0121 | 0
5071 | 157.5192 | 1.9419 | 0
5072 | 109.4659 | 1.3495 | 0
5073 | 110.6274 | 1.3638 | 0
5074 | 115.3835 | 1.4224 | 0
5075 | 108.4305 | 1.3367 | 0
5076 | 100.2606 | 1.236 | 0
5077 | 84.584 | 1.0427 | 0
5078 | 86.305 | 1.064 | 0
5079 | 81.3965 | 1.0034 | 0
5080 | 73.0562 | 0.90063 | 0
5081 | 78.4667 | 0.96733 | 0
5082 | 84.245 | 1.0386 | 0
5083 | 103.8494 | 1.2802 | 0
5084 | 111.8022 | 1.3783 | 0
5085 | 96.3322 | 1.1876 | 0
5086 | 88.6695 | 1.0931 | 0
5087 | 69.8808 | 0.86149 | 0
5088 | 43.855 | 0.54064 | 0
5089 | 48.4202 | 0.59692 | 0
5090 | 51.1996 | 0.63118 | 0
5091 | 50.7781 | 0.62599 | 0
5092 | 75.9012 | 0.9357 | 0
5093 | 160.314 | 1.9763 | 0
5094 | 137.8882 | 1.6999 | 0
5095 | 132.1937 | 1.6297 | 0
5096 | 91.1174 | 1.1233 | 0
5097 | 92.0656 | 1.135 | 0
5098 | 96.3474 | 1.1878 | 0
5099 | 90.4409 | 1.1149 | 0
5100 | 83.3755 | 1.0278 | 0
5101 | 70.1024 | 0.86422 | 0
5102 | 71.5131 | 0.88161 | 0
5103 | 67.5547 | 0.83281 | 0
5104 | 60.3966 | 0.74457 | 0
5105 | 64.8765 | 0.79979 | 0
5106 | 69.7147 | 0.85944 | 0
5107 | 86.5479 | 1.067 | 0
5108 | 93.1339 | 1.1481 | 0
5109 | 79.8829 | 0.98479 | 0
5110 | 73.5676 | 0.90694 | 0
5111 | 58.1039 | 0.7163 | 0
5112 | 41.1924 | 0.50782 | 0
5113 | 45.7954 | 0.56456 | 0
5114 | 49.7917 | 0.61383 | 0
5115 | 49.4768 | 0.60995 | 0
5116 | 73.2384 | 0.90288 | 0
5117 | 161.8245 | 1.995 | 0
5118 | 137.0588 | 1.6897 | 0
5119 | 126.1809 | 1.5555 | 0
5120 | 86.7111 | 1.069 | 0
5121 | 87.9056 | 1.0837 | 0
5122 | 89.9152 | 1.1085 | 0
5123 | 86.6463 | 1.0682 | 0
5124 | 79.0842 | 0.97494 | 0
5125 | 66.2056 | 0.81618 | 0
5126 | 67.1247 | 0.82751 | 0
5127 | 63.2922 | 0.78026 | 0
5128 | 56.5641 | 0.69732 | 0
5129 | 61.3716 | 0.75658 | 0
5130 | 65.477 | 0.80719 | 0
5131 | 82.5803 | 1.018 | 0
5132 | 88.3817 | 1.0896 | 0
5133 | 76.4539 | 0.94252 | 0
5134 | 69.7944 | 0.86042 | 0
5135 | 54.1522 | 0.66758 | 0
5136 | 39.9135 | 0.49205 | 0
5137 | 44.4346 | 0.54779 | 0
5138 | 48.412 | 0.59682 | 0
5139 | 48.1337 | 0.59339 | 0
5140 | 71.1539 | 0.87718 | 0
5141 | 158.2767 | 1.9512 | 0
5142 | 134.0525 | 1.6526 | 0
5143 | 122.9185 | 1.5153 | 0
5144 | 84.0911 | 1.0367 | 0
5145 | 85.2457 | 1.0509 | 0
5146 | 87.3182 | 1.0765 | 0
5147 | 84.1326 | 1.0372 | 0
5148 | 76.6497 | 0.94493 | 0
5149 | 64.0426 | 0.78951 | 0
5150 | 64.9149 | 0.80027 | 0
5151 | 61.2612 | 0.75522 | 0
5152 | 54.6292 | 0.67346 | 0
5153 | 59.2897 | 0.73092 | 0
5154 | 63.276 | 0.78006 | 0
5155 | 80.1424 | 0.98799 | 0
5156 | 85.7427 | 1.057 | 0
5157 | 73.9997 | 0.91226 | 0
5158 | 67.5609 | 0.83289 | 0
5159 | 52.4624 | 0.64675 | 0
5160 | 46.2598 | 0.57029 | 0
5161 | 51.023 | 0.62901 | 0
5162 | 53.8804 | 0.66423 | 0
5163 | 53.4117 | 0.65846 | 0
5164 | 79.919 | 0.98523 | 0
5165 | 167.9055 | 2.0699 | 0
5166 | 144.3976 | 1.7801 | 0
5167 | 138.8543 | 1.7118 | 0
5168 | 96.0661 | 1.1843 | 0
5169 | 97.0748 | 1.1967 | 0
5170 | 101.4336 | 1.2505 | 0
5171 | 95.2636 | 1.1744 | 0
5172 | 87.9421 | 1.0841 | 0
5173 | 74.0561 | 0.91296 | 0
5174 | 75.554 | 0.93142 | 0
5175 | 71.3192 | 0.87922 | 0
5176 | 63.8763 | 0.78746 | 0
5177 | 68.6109 | 0.84583 | 0
5178 | 73.6981 | 0.90855 | 0
5179 | 91.1976 | 1.1243 | 0
5180 | 98.1576 | 1.2101 | 0
5181 | 84.3671 | 1.0401 | 0
5182 | 77.6785 | 0.95761 | 0
5183 | 61.2903 | 0.75558 | 0
5184 | 66.3711 | 0.81822 | 0
5185 | 61.4295 | 0.7573 | 0
5186 | 48.6459 | 0.5997 | 0
5187 | 58.0919 | 0.71615 | 0
5188 | 79.9115 | 0.98514 | 0
5189 | 102.7509 | 1.2667 | 0
5190 | 103.1322 | 1.2714 | 0
5191 | 107.881 | 1.3299 | 0
5192 | 95.0363 | 1.1716 | 0
5193 | 82.0081 | 1.011 | 0
5194 | 104.9766 | 1.2941 | 0
5195 | 72.0601 | 0.88835 | 0
5196 | 73.6964 | 0.90852 | 0
5197 | 79.0633 | 0.97469 | 0
5198 | 96.9342 | 1.195 | 0
5199 | 88.3429 | 1.0891 | 0
5200 | 81.1446 | 1.0003 | 0
5201 | 72.518 | 0.894 | 0
5202 | 62.8171 | 0.7744 | 0
5203 | 74.4261 | 0.91752 | 0
5204 | 77.5803 | 0.9564 | 0
5205 | 78.1852 | 0.96386 | 0
5206 | 69.257 | 0.8538 | 0
5207 | 49.8099 | 0.61405 | 0
5208 | 48.8033 | 0.60164 | 0
5209 | 50.8839 | 0.62729 | 0
5210 | 61.2087 | 0.75458 | 0
5211 | 62.903 | 0.77546 | 0
5212 | 89.769 | 1.1067 | 0
5213 | 117.8954 | 1.4534 | 0
5214 | 99.7371 | 1.2296 | 0
5215 | 119.0898 | 1.4681 | 0
5216 | 88.1781 | 1.0871 | 0
5217 | 79.6222 | 0.98158 | 0
5218 | 76.4212 | 0.94212 | 0
5219 | 69.9592 | 0.86245 | 0
5220 | 68.8608 | 0.84891 | 0
5221 | 65.5912 | 0.8086 | 0
5222 | 64.3881 | 0.79377 | 0
5223 | 59.1244 | 0.72888 | 0
5224 | 55.4482 | 0.68356 | 0
5225 | 62.4412 | 0.76977 | 0
5226 | 74.3944 | 0.91713 | 0
5227 | 72.7172 | 0.89645 | 0
5228 | 86.3052 | 1.064 | 0
5229 | 88.4045 | 1.0898 | 0
5230 | 72.9264 | 0.89903 | 0
5231 | 56.5794 | 0.69751 | 0
5232 | 38.25 | 0.47154 | 0
5233 | 42.6782 | 0.52613 | 0
5234 | 46.6543 | 0.57515 | 0
5235 | 46.4295 | 0.57238 | 0
5236 | 68.4847 | 0.84427 | 0
5237 | 153.9902 | 1.8984 | 0
5238 | 130.4199 | 1.6078 | 0
5239 | 118.8208 | 1.4648 | 0
5240 | 80.6992 | 0.99485 | 0
5241 | 81.8012 | 1.0084 | 0
5242 | 83.9835 | 1.0353 | 0
5243 | 80.9022 | 0.99736 | 0
5244 | 73.4876 | 0.90595 | 0
5245 | 61.205 | 0.75453 | 0
5246 | 62.0126 | 0.76449 | 0
5247 | 58.6047 | 0.72247 | 0
5248 | 52.0726 | 0.64195 | 0
5249 | 56.5425 | 0.69705 | 0
5250 | 60.3756 | 0.74431 | 0
5251 | 76.9994 | 0.94924 | 0
5252 | 82.3335 | 1.015 | 0
5253 | 70.7896 | 0.87269 | 0
5254 | 64.6409 | 0.79689 | 0
5255 | 50.2625 | 0.61963 | 0
5256 | 46.4636 | 0.5728 | 0
5257 | 51.2383 | 0.63166 | 0
5258 | 54.0949 | 0.66688 | 0
5259 | 53.6199 | 0.66102 | 0
5260 | 80.245 | 0.98925 | 0
5261 | 168.4297 | 2.0764 | 0
5262 | 144.8448 | 1.7856 | 0
5263 | 139.3603 | 1.718 | 0
5264 | 96.4807 | 1.1894 | 0
5265 | 97.4953 | 1.2019 | 0
5266 | 101.845 | 1.2555 | 0
5267 | 95.6587 | 1.1793 | 0
5268 | 88.3285 | 1.0889 | 0
5269 | 74.4019 | 0.91722 | 0
5270 | 75.9081 | 0.93579 | 0
5271 | 71.6441 | 0.88322 | 0
5272 | 64.1878 | 0.7913 | 0
5273 | 68.9449 | 0.84995 | 0
5274 | 74.0516 | 0.9129 | 0
5275 | 91.582 | 1.129 | 0
5276 | 98.575 | 1.2152 | 0
5277 | 84.7573 | 1.0449 | 0
5278 | 78.0343 | 0.962 | 0
5279 | 61.5602 | 0.75891 | 0
5280 | 46.513 | 0.57341 | 0
5281 | 51.2969 | 0.63238 | 0
5282 | 54.1624 | 0.66771 | 0
5283 | 53.6888 | 0.66187 | 0
5284 | 80.3418 | 0.99045 | 0
5285 | 168.7034 | 2.0798 | 0
5286 | 145.0817 | 1.7886 | 0
5287 | 139.5549 | 1.7204 | 0
5288 | 96.587 | 1.1907 | 0
5289 | 97.6021 | 1.2032 | 0
5290 | 101.9688 | 1.2571 | 0
5291 | 95.7712 | 1.1807 | 0
5292 | 88.4229 | 1.0901 | 0
5293 | 74.4724 | 0.91809 | 0
5294 | 75.9795 | 0.93667 | 0
5295 | 71.7156 | 0.8841 | 0
5296 | 64.2428 | 0.79198 | 0
5297 | 69.0042 | 0.85068 | 0
5298 | 74.1177 | 0.91372 | 0
5299 | 91.687 | 1.1303 | 0
5300 | 98.6864 | 1.2166 | 0
5301 | 84.8393 | 1.0459 | 0
5302 | 78.1113 | 0.96295 | 0
5303 | 61.6257 | 0.75972 | 0
5304 | 47.7691 | 0.58889 | 0
5305 | 52.6696 | 0.64931 | 0
5306 | 55.5944 | 0.68536 | 0
5307 | 55.1022 | 0.6793 | 0
5308 | 82.4765 | 1.0168 | 0
5309 | 172.969 | 2.1323 | 0
5310 | 148.7451 | 1.8337 | 0
5311 | 143.1812 | 1.7651 | 0
5312 | 99.1839 | 1.2227 | 0
5313 | 100.2285 | 1.2356 | 0
5314 | 104.6749 | 1.2904 | 0
5315 | 98.3245 | 1.2121 | 0
5316 | 90.8095 | 1.1195 | 0
5317 | 76.5102 | 0.94321 | 0
5318 | 78.0603 | 0.96232 | 0
5319 | 73.6669 | 0.90816 | 0
5320 | 66.0184 | 0.81387 | 0
5321 | 70.9106 | 0.87418 | 0
5322 | 76.1582 | 0.93887 | 0
5323 | 94.1398 | 1.1605 | 0
5324 | 101.3313 | 1.2492 | 0
5325 | 87.1556 | 1.0744 | 0
5326 | 80.2393 | 0.98918 | 0
5327 | 63.29 | 0.78023 | 0
5328 | 56.7963 | 0.70018 | 0
5329 | 62.5122 | 0.77065 | 0
5330 | 65.8327 | 0.81158 | 0
5331 | 65.1966 | 0.80374 | 0
5332 | 97.7578 | 1.2052 | 0
5333 | 203.1237 | 2.5041 | 0
5334 | 174.6337 | 2.1529 | 0
5335 | 168.9969 | 2.0834 | 0
5336 | 117.8266 | 1.4526 | 0
5337 | 119.0864 | 1.4681 | 0
5338 | 124.04 | 1.5292 | 0
5339 | 116.6169 | 1.4376 | 0
5340 | 107.959 | 1.3309 | 0
5341 | 91.2002 | 1.1243 | 0
5342 | 93.0638 | 1.1473 | 0
5343 | 87.715 | 1.0813 | 0
5344 | 78.8485 | 0.97204 | 0
5345 | 84.6844 | 1.044 | 0
5346 | 90.8894 | 1.1205 | 0
5347 | 111.7269 | 1.3774 | 0
5348 | 120.3044 | 1.4831 | 0
5349 | 103.8449 | 1.2802 | 0
5350 | 95.5646 | 1.1781 | 0
5351 | 75.2507 | 0.92769 | 0
5352 | 122.5896 | 1.5113 | 0
5353 | 116.0769 | 1.431 | 0
5354 | 100.216 | 1.2355 | 0
5355 | 114.4107 | 1.4104 | 0
5356 | 162.155 | 1.999 | 0
5357 | 217.4055 | 2.6802 | 0
5358 | 254.1298 | 3.1329 | 0
5359 | 238.6289 | 2.9418 | 0
5360 | 226.073 | 2.787 | 0
5361 | 207.7877 | 2.5616 | 0
5362 | 218.6612 | 2.6956 | 0
5363 | 179.4951 | 2.2128 | 0
5364 | 179.3923 | 2.2115 | 0
5365 | 172.4623 | 2.1261 | 0
5366 | 182.6523 | 2.2517 | 0
5367 | 173.0301 | 2.1331 | 0
5368 | 169.1922 | 2.0858 | 0
5369 | 162.2617 | 2.0003 | 0
5370 | 151.2962 | 1.8652 | 0
5371 | 172.4146 | 2.1255 | 0
5372 | 176.0851 | 2.1708 | 0
5373 | 175.8796 | 2.1682 | 0
5374 | 149.9343 | 1.8484 | 0
5375 | 110.465 | 1.3618 | 0
5376 | 82.9811 | 1.023 | 0
5377 | 85.6448 | 1.0558 | 0
5378 | 103.3291 | 1.2738 | 0
5379 | 104.0427 | 1.2826 | 0
5380 | 157.6417 | 1.9434 | 0
5381 | 217.7012 | 2.6838 | 0
5382 | 220.0865 | 2.7132 | 0
5383 | 216.6235 | 2.6705 | 0
5384 | 168.4895 | 2.0771 | 0
5385 | 150.7163 | 1.858 | 0
5386 | 143.5883 | 1.7701 | 0
5387 | 130.1379 | 1.6043 | 0
5388 | 129.6918 | 1.5988 | 0
5389 | 121.1527 | 1.4936 | 0
5390 | 114.3944 | 1.4102 | 0
5391 | 109.0706 | 1.3446 | 0
5392 | 111.3508 | 1.3727 | 0
5393 | 125.2804 | 1.5444 | 0
5394 | 139.3122 | 1.7174 | 0
5395 | 141.0898 | 1.7393 | 0
5396 | 161.7975 | 1.9946 | 0
5397 | 166.6424 | 2.0544 | 0
5398 | 133.1887 | 1.6419 | 0
5399 | 103.2088 | 1.2724 | 0
5400 | 71.9833 | 0.8874 | 0
5401 | 73.4414 | 0.90538 | 0
5402 | 71.3695 | 0.87984 | 0
5403 | 81.0053 | 0.99863 | 0
5404 | 122.1811 | 1.5062 | 0
5405 | 195.3808 | 2.4086 | 0
5406 | 221.9965 | 2.7368 | 0
5407 | 218.7242 | 2.6964 | 0
5408 | 174.2441 | 2.1481 | 0
5409 | 158.6245 | 1.9555 | 0
5410 | 148.5076 | 1.8308 | 0
5411 | 132.1698 | 1.6294 | 0
5412 | 132.7476 | 1.6365 | 0
5413 | 118.4565 | 1.4603 | 0
5414 | 111.4987 | 1.3745 | 0
5415 | 108.8783 | 1.3422 | 0
5416 | 104.0306 | 1.2825 | 0
5417 | 110.1538 | 1.358 | 0
5418 | 127.0205 | 1.5659 | 0
5419 | 144.2474 | 1.7783 | 0
5420 | 150.6634 | 1.8574 | 0
5421 | 138.2811 | 1.7047 | 0
5422 | 114.9526 | 1.4171 | 0
5423 | 92.0919 | 1.1353 | 0
5424 | 58.5799 | 0.72217 | 0
5425 | 64.4646 | 0.79471 | 0
5426 | 67.874 | 0.83675 | 0
5427 | 67.213 | 0.8286 | 0
5428 | 100.7981 | 1.2426 | 0
5429 | 209.2556 | 2.5797 | 0
5430 | 179.9013 | 2.2178 | 0
5431 | 174.1829 | 2.1473 | 0
5432 | 121.5171 | 1.4981 | 0
5433 | 122.8181 | 1.5141 | 0
5434 | 127.8949 | 1.5767 | 0
5435 | 120.2511 | 1.4824 | 0
5436 | 111.3483 | 1.3727 | 0
5437 | 94.0869 | 1.1599 | 0
5438 | 96.011 | 1.1836 | 0
5439 | 90.482 | 1.1155 | 0
5440 | 81.3593 | 1.003 | 0
5441 | 87.3803 | 1.0772 | 0
5442 | 93.7769 | 1.1561 | 0
5443 | 115.2158 | 1.4204 | 0
5444 | 124.0654 | 1.5295 | 0
5445 | 107.1275 | 1.3207 | 0
5446 | 98.5816 | 1.2153 | 0
5447 | 77.614 | 0.95682 | 0
5448 | 51.7042 | 0.63741 | 0
5449 | 56.9408 | 0.70196 | 0
5450 | 60.0107 | 0.73981 | 0
5451 | 59.4469 | 0.73286 | 0
5452 | 89.0847 | 1.0982 | 0
5453 | 185.6718 | 2.2889 | 0
5454 | 159.6426 | 1.9681 | 0
5455 | 154.2178 | 1.9012 | 0
5456 | 107.293 | 1.3227 | 0
5457 | 108.4345 | 1.3368 | 0
5458 | 113.0439 | 1.3936 | 0
5459 | 106.2481 | 1.3098 | 0
5460 | 98.2833 | 1.2116 | 0
5461 | 82.9542 | 1.0227 | 0
5462 | 84.6446 | 1.0435 | 0
5463 | 79.8128 | 0.98393 | 0
5464 | 71.6731 | 0.88358 | 0
5465 | 76.98 | 0.949 | 0
5466 | 82.639 | 1.0188 | 0
5467 | 101.7709 | 1.2546 | 0
5468 | 109.5713 | 1.3508 | 0
5469 | 94.469 | 1.1646 | 0
5470 | 86.9482 | 1.0719 | 0
5471 | 68.504 | 0.84451 | 0
5472 | 52.1167 | 0.64249 | 0
5473 | 57.4023 | 0.70765 | 0
5474 | 60.5068 | 0.74592 | 0
5475 | 59.9418 | 0.73896 | 0
5476 | 89.8151 | 1.1072 | 0
5477 | 187.317 | 2.3092 | 0
5478 | 161.0601 | 1.9855 | 0
5479 | 155.5286 | 1.9173 | 0
5480 | 108.1555 | 1.3333 | 0
5481 | 109.3049 | 1.3475 | 0
5482 | 113.9727 | 1.405 | 0
5483 | 107.1144 | 1.3205 | 0
5484 | 99.0681 | 1.2213 | 0
5485 | 83.601 | 1.0306 | 0
5486 | 85.3035 | 1.0516 | 0
5487 | 80.4414 | 0.99167 | 0
5488 | 72.222 | 0.89035 | 0
5489 | 77.57 | 0.95628 | 0
5490 | 83.2763 | 1.0266 | 0
5491 | 102.596 | 1.2648 | 0
5492 | 110.4568 | 1.3617 | 0
5493 | 95.2085 | 1.1737 | 0
5494 | 87.6313 | 1.0803 | 0
5495 | 69.0505 | 0.85125 | 0
5496 | 47.0268 | 0.57974 | 0
5497 | 51.8538 | 0.63925 | 0
5498 | 54.7371 | 0.67479 | 0
5499 | 54.2537 | 0.66884 | 0
5500 | 81.2024 | 1.0011 | 0
5501 | 170.343 | 2.1 | 0
5502 | 146.488 | 1.8059 | 0
5503 | 140.9867 | 1.7381 | 0
5504 | 97.6452 | 1.2038 | 0
5505 | 98.673 | 1.2164 | 0
5506 | 103.0585 | 1.2705 | 0
5507 | 96.8037 | 1.1934 | 0
5508 | 89.3987 | 1.1021 | 0
5509 | 75.3156 | 0.92849 | 0
5510 | 76.8411 | 0.94729 | 0
5511 | 72.5191 | 0.89401 | 0
5512 | 64.9839 | 0.80112 | 0
5513 | 69.7996 | 0.86048 | 0
5514 | 74.9665 | 0.92418 | 0
5515 | 92.6819 | 1.1426 | 0
5516 | 99.761 | 1.2298 | 0
5517 | 85.7959 | 1.0577 | 0
5518 | 78.9885 | 0.97376 | 0
5519 | 62.3065 | 0.76811 | 0
5520 | 69.1947 | 0.85303 | 0
5521 | 64.1339 | 0.79064 | 0
5522 | 50.9375 | 0.62795 | 0
5523 | 60.6355 | 0.74751 | 0
5524 | 83.5902 | 1.0305 | 0
5525 | 107.5823 | 1.3263 | 0
5526 | 107.7121 | 1.3279 | 0
5527 | 112.9871 | 1.3929 | 0
5528 | 99.558 | 1.2273 | 0
5529 | 86.1629 | 1.0622 | 0
5530 | 109.7386 | 1.3528 | 0
5531 | 75.7813 | 0.93423 | 0
5532 | 77.4737 | 0.95509 | 0
5533 | 82.8762 | 1.0217 | 0
5534 | 101.3235 | 1.2491 | 0
5535 | 92.3362 | 1.1383 | 0
5536 | 84.9005 | 1.0466 | 0
5537 | 76.1066 | 0.93824 | 0
5538 | 66.1858 | 0.81593 | 0
5539 | 78.1889 | 0.96391 | 0
5540 | 81.5748 | 1.0056 | 0
5541 | 82.148 | 1.0127 | 0
5542 | 72.8037 | 0.89752 | 0
5543 | 52.3996 | 0.64598 | 0
5544 | 48.796 | 0.60155 | 0
5545 | 50.8762 | 0.6272 | 0
5546 | 61.2003 | 0.75447 | 0
5547 | 62.8946 | 0.77536 | 0
5548 | 89.7564 | 1.1065 | 0
5549 | 117.8786 | 1.4532 | 0
5550 | 99.7229 | 1.2294 | 0
5551 | 119.0725 | 1.4679 | 0
5552 | 88.1642 | 1.0869 | 0
5553 | 79.6089 | 0.98141 | 0
5554 | 76.4085 | 0.94196 | 0
5555 | 69.9472 | 0.8623 | 0
5556 | 68.8489 | 0.84876 | 0
5557 | 65.58 | 0.80847 | 0
5558 | 64.3769 | 0.79363 | 0
5559 | 59.1142 | 0.72875 | 0
5560 | 55.4384 | 0.68344 | 0
5561 | 62.4304 | 0.76964 | 0
5562 | 74.3823 | 0.91698 | 0
5563 | 72.7051 | 0.8963 | 0
5564 | 86.2914 | 1.0638 | 0
5565 | 88.3907 | 1.0897 | 0
5566 | 72.9145 | 0.89888 | 0
5567 | 56.5703 | 0.69739 | 0
5568 | 38.6264 | 0.47618 | 0
5569 | 43.0779 | 0.53106 | 0
5570 | 47.0582 | 0.58013 | 0
5571 | 46.8223 | 0.57722 | 0
5572 | 69.0957 | 0.85181 | 0
5573 | 155.0153 | 1.911 | 0
5574 | 131.2886 | 1.6185 | 0
5575 | 119.7724 | 1.4765 | 0
5576 | 81.4692 | 1.0043 | 0
5577 | 82.583 | 1.0181 | 0
5578 | 84.7453 | 1.0447 | 0
5579 | 81.6397 | 1.0064 | 0
5580 | 74.2038 | 0.91478 | 0
5581 | 61.843 | 0.7624 | 0
5582 | 62.6645 | 0.77252 | 0
5583 | 59.2032 | 0.72985 | 0
5584 | 52.6443 | 0.64899 | 0
5585 | 57.1574 | 0.70463 | 0
5586 | 61.0255 | 0.75232 | 0
5587 | 77.7152 | 0.95807 | 0
5588 | 83.1087 | 1.0246 | 0
5589 | 71.5128 | 0.8816 | 0
5590 | 65.299 | 0.805 | 0
5591 | 50.7599 | 0.62576 | 0
5592 | 39.2668 | 0.48408 | 0
5593 | 43.7264 | 0.53906 | 0
5594 | 47.6595 | 0.58754 | 0
5595 | 47.3909 | 0.58423 | 0
5596 | 70.0375 | 0.86342 | 0
5597 | 155.996 | 1.9231 | 0
5598 | 132.1206 | 1.6288 | 0
5599 | 121.0529 | 1.4923 | 0
5600 | 82.7425 | 1.02 | 0
5601 | 83.8778 | 1.034 | 0
5602 | 85.9409 | 1.0595 | 0
5603 | 82.8034 | 1.0208 | 0
5604 | 75.4118 | 0.92967 | 0
5605 | 62.9842 | 0.77646 | 0
5606 | 63.839 | 0.787 | 0
5607 | 60.2559 | 0.74283 | 0
5608 | 53.7097 | 0.66213 | 0
5609 | 58.2952 | 0.71866 | 0
5610 | 62.2184 | 0.76702 | 0
5611 | 78.8681 | 0.97228 | 0
5612 | 84.3737 | 1.0402 | 0
5613 | 72.7853 | 0.89729 | 0
5614 | 66.4535 | 0.81923 | 0
5615 | 51.6107 | 0.63625 | 0
5616 | 38.7259 | 0.47741 | 0
5617 | 43.1552 | 0.53201 | 0
5618 | 47.0879 | 0.5805 | 0
5619 | 46.8367 | 0.5774 | 0
5620 | 69.1695 | 0.85272 | 0
5621 | 154.6021 | 1.9059 | 0
5622 | 130.9393 | 1.6142 | 0
5623 | 119.7203 | 1.4759 | 0
5624 | 81.6394 | 1.0064 | 0
5625 | 82.7577 | 1.0202 | 0
5626 | 84.8564 | 1.0461 | 0
5627 | 81.7529 | 1.0078 | 0
5628 | 74.3835 | 0.91699 | 0
5629 | 62.0615 | 0.76509 | 0
5630 | 62.8951 | 0.77537 | 0
5631 | 59.392 | 0.73218 | 0
5632 | 52.8783 | 0.65188 | 0
5633 | 57.4018 | 0.70764 | 0
5634 | 61.2752 | 0.7554 | 0
5635 | 77.846 | 0.95968 | 0
5636 | 83.265 | 1.0265 | 0
5637 | 71.7413 | 0.88442 | 0
5638 | 65.5039 | 0.80753 | 0
5639 | 50.8953 | 0.62743 | 0
5640 | 38.764 | 0.47788 | 0
5641 | 43.2074 | 0.53266 | 0
5642 | 47.1606 | 0.58139 | 0
5643 | 46.9134 | 0.57834 | 0
5644 | 69.2676 | 0.85393 | 0
5645 | 154.9879 | 1.9107 | 0
5646 | 131.2659 | 1.6182 | 0
5647 | 119.9419 | 1.4786 | 0
5648 | 81.7312 | 1.0076 | 0
5649 | 82.8501 | 1.0214 | 0
5650 | 84.9708 | 1.0475 | 0
5651 | 81.8613 | 1.0092 | 0
5652 | 74.4601 | 0.91794 | 0
5653 | 62.1056 | 0.76563 | 0
5654 | 62.9372 | 0.77588 | 0
5655 | 59.4401 | 0.73277 | 0
5656 | 52.9021 | 0.65217 | 0
5657 | 57.4304 | 0.708 | 0
5658 | 61.309 | 0.75581 | 0
5659 | 77.9426 | 0.96087 | 0
5660 | 83.3636 | 1.0277 | 0
5661 | 71.7993 | 0.88514 | 0
5662 | 65.5579 | 0.80819 | 0
5663 | 50.9441 | 0.62804 | 0
5664 | 38.2532 | 0.47158 | 0
5665 | 42.653 | 0.52582 | 0
5666 | 46.5801 | 0.57424 | 0
5667 | 46.3427 | 0.57131 | 0
5668 | 68.4014 | 0.84325 | 0
5669 | 153.3094 | 1.89 | 0
5670 | 129.844 | 1.6007 | 0
5671 | 118.5228 | 1.4611 | 0
5672 | 80.6719 | 0.99452 | 0
5673 | 81.7754 | 1.0081 | 0
5674 | 83.899 | 1.0343 | 0
5675 | 80.826 | 0.99642 | 0
5676 | 73.4839 | 0.9059 | 0
5677 | 61.2606 | 0.75522 | 0
5678 | 62.0768 | 0.76528 | 0
5679 | 58.6405 | 0.72292 | 0
5680 | 52.1609 | 0.64303 | 0
5681 | 56.63 | 0.69813 | 0
5682 | 60.4596 | 0.74534 | 0
5683 | 76.9465 | 0.94859 | 0
5684 | 82.2909 | 1.0145 | 0
5685 | 70.8332 | 0.87323 | 0
5686 | 64.6775 | 0.79734 | 0
5687 | 50.2706 | 0.61973 | 0
5688 | 65.9447 | 0.81296 | 0
5689 | 61.0194 | 0.75224 | 0
5690 | 48.2955 | 0.59538 | 0
5691 | 57.7064 | 0.7114 | 0
5692 | 79.3506 | 0.97823 | 0
5693 | 102.0124 | 1.2576 | 0
5694 | 102.4369 | 1.2628 | 0
5695 | 107.0999 | 1.3203 | 0
5696 | 94.3442 | 1.1631 | 0
5697 | 81.3677 | 1.0031 | 0
5698 | 104.2518 | 1.2852 | 0
5699 | 71.4854 | 0.88127 | 0
5700 | 73.1135 | 0.90134 | 0
5701 | 78.4788 | 0.96748 | 0
5702 | 96.2662 | 1.1868 | 0
5703 | 87.7353 | 1.0816 | 0
5704 | 80.5715 | 0.99328 | 0
5705 | 71.9663 | 0.8872 | 0
5706 | 62.2948 | 0.76797 | 0
5707 | 73.8463 | 0.91037 | 0
5708 | 76.9636 | 0.9488 | 0
5709 | 77.5744 | 0.95633 | 0
5710 | 68.7098 | 0.84705 | 0
5711 | 49.4096 | 0.60912 | 0
5712 | 74.7723 | 0.92179 | 0
5713 | 77.1308 | 0.95086 | 0
5714 | 92.7902 | 1.1439 | 0
5715 | 93.4976 | 1.1526 | 0
5716 | 141.8108 | 1.7482 | 0
5717 | 196.0081 | 2.4164 | 0
5718 | 198.3751 | 2.4456 | 0
5719 | 195.1507 | 2.4058 | 0
5720 | 152.1245 | 1.8754 | 0
5721 | 136.2811 | 1.6801 | 0
5722 | 129.7945 | 1.6001 | 0
5723 | 117.7386 | 1.4515 | 0
5724 | 117.3284 | 1.4464 | 0
5725 | 109.5556 | 1.3506 | 0
5726 | 103.5256 | 1.2763 | 0
5727 | 98.7067 | 1.2168 | 0
5728 | 100.7609 | 1.2422 | 0
5729 | 113.2291 | 1.3959 | 0
5730 | 125.8566 | 1.5516 | 0
5731 | 127.5737 | 1.5727 | 0
5732 | 146.0986 | 1.8011 | 0
5733 | 150.3776 | 1.8538 | 0
5734 | 120.2995 | 1.483 | 0
5735 | 93.1401 | 1.1482 | 0
5736 | 70.1611 | 0.86494 | 0
5737 | 71.5772 | 0.8824 | 0
5738 | 69.5525 | 0.85744 | 0
5739 | 78.9336 | 0.97309 | 0
5740 | 119.0829 | 1.468 | 0
5741 | 190.3919 | 2.3471 | 0
5742 | 216.3117 | 2.6667 | 0
5743 | 213.105 | 2.6271 | 0
5744 | 169.8172 | 2.0935 | 0
5745 | 154.6231 | 1.9062 | 0
5746 | 144.761 | 1.7846 | 0
5747 | 128.8591 | 1.5886 | 0
5748 | 129.4185 | 1.5955 | 0
5749 | 115.4924 | 1.4238 | 0
5750 | 108.7237 | 1.3403 | 0
5751 | 106.161 | 1.3087 | 0
5752 | 101.4525 | 1.2507 | 0
5753 | 107.4208 | 1.3243 | 0
5754 | 123.8464 | 1.5268 | 0
5755 | 140.619 | 1.7335 | 0
5756 | 146.8774 | 1.8107 | 0
5757 | 134.834 | 1.6622 | 0
5758 | 112.0936 | 1.3819 | 0
5759 | 89.7789 | 1.1068 | 0
5760 | 58.9744 | 0.72703 | 0
5761 | 64.8981 | 0.80006 | 0
5762 | 68.3297 | 0.84236 | 0
5763 | 67.6639 | 0.83416 | 0
5764 | 101.4753 | 1.251 | 0
5765 | 210.6514 | 2.5969 | 0
5766 | 181.1011 | 2.2326 | 0
5767 | 175.3494 | 2.1617 | 0
5768 | 122.3349 | 1.5081 | 0
5769 | 123.6448 | 1.5243 | 0
5770 | 128.754 | 1.5873 | 0
5771 | 121.0594 | 1.4924 | 0
5772 | 112.0981 | 1.3819 | 0
5773 | 94.7217 | 1.1677 | 0
5774 | 96.6589 | 1.1916 | 0
5775 | 91.092 | 1.123 | 0
5776 | 81.9091 | 1.0098 | 0
5777 | 87.9707 | 1.0845 | 0
5778 | 94.4102 | 1.1639 | 0
5779 | 115.9907 | 1.4299 | 0
5780 | 124.9 | 1.5398 | 0
5781 | 107.8501 | 1.3296 | 0
5782 | 99.2463 | 1.2235 | 0
5783 | 78.1367 | 0.96326 | 0
5784 | 43.6204 | 0.53775 | 0
5785 | 48.1725 | 0.59387 | 0
5786 | 50.953 | 0.62815 | 0
5787 | 50.539 | 0.62304 | 0
5788 | 75.5263 | 0.93108 | 0
5789 | 159.7154 | 1.969 | 0
5790 | 137.3777 | 1.6936 | 0
5791 | 131.6135 | 1.6225 | 0
5792 | 90.6401 | 1.1174 | 0
5793 | 91.5814 | 1.129 | 0
5794 | 95.8744 | 1.1819 | 0
5795 | 89.9865 | 1.1093 | 0
5796 | 82.9305 | 1.0224 | 0
5797 | 69.7035 | 0.8593 | 0
5798 | 71.1046 | 0.87657 | 0
5799 | 67.1802 | 0.82819 | 0
5800 | 60.0372 | 0.74013 | 0
5801 | 64.4911 | 0.79504 | 0
5802 | 69.3069 | 0.85441 | 0
5803 | 86.1055 | 1.0615 | 0
5804 | 92.6536 | 1.1422 | 0
5805 | 79.433 | 0.97924 | 0
5806 | 73.1574 | 0.90188 | 0
5807 | 57.7929 | 0.71247 | 0
5808 | 43.0011 | 0.53011 | 0
5809 | 47.5166 | 0.58578 | 0
5810 | 50.2974 | 0.62006 | 0
5811 | 49.9022 | 0.61519 | 0
5812 | 74.5312 | 0.91881 | 0
5813 | 158.0886 | 1.9489 | 0
5814 | 135.9892 | 1.6765 | 0
5815 | 130.0593 | 1.6034 | 0
5816 | 89.3788 | 1.1019 | 0
5817 | 90.3023 | 1.1132 | 0
5818 | 94.6185 | 1.1664 | 0
5819 | 88.782 | 1.0945 | 0
5820 | 81.7561 | 1.0079 | 0
5821 | 68.6554 | 0.84638 | 0
5822 | 70.0315 | 0.86334 | 0
5823 | 66.1944 | 0.81604 | 0
5824 | 59.0952 | 0.72852 | 0
5825 | 63.4811 | 0.78259 | 0
5826 | 68.2372 | 0.84122 | 0
5827 | 84.9345 | 1.0471 | 0
5828 | 91.3828 | 1.1266 | 0
5829 | 78.25 | 0.96466 | 0
5830 | 72.0778 | 0.88857 | 0
5831 | 56.9724 | 0.70235 | 0
5832 | 97.741 | 1.2049 | 0
5833 | 99.8612 | 1.2311 | 0
5834 | 97.1906 | 1.1982 | 0
5835 | 110.5706 | 1.3631 | 0
5836 | 166.0482 | 2.047 | 0
5837 | 266.4721 | 3.285 | 0
5838 | 303.2182 | 3.7381 | 0
5839 | 299.2482 | 3.6891 | 0
5840 | 237.0337 | 2.9221 | 0
5841 | 215.0006 | 2.6505 | 0
5842 | 201.3025 | 2.4816 | 0
5843 | 178.5054 | 2.2006 | 0
5844 | 179.3933 | 2.2115 | 0
5845 | 159.9004 | 1.9712 | 0
5846 | 150.0975 | 1.8504 | 0
5847 | 146.7753 | 1.8094 | 0
5848 | 139.7404 | 1.7227 | 0
5849 | 148.0522 | 1.8252 | 0
5850 | 171.3435 | 2.1123 | 0
5851 | 195.2342 | 2.4068 | 0
5852 | 203.8118 | 2.5126 | 0
5853 | 186.3036 | 2.2967 | 0
5854 | 154.6935 | 1.907 | 0
5855 | 124.5487 | 1.5354 | 0
5856 | 179.3688 | 2.2112 | 0
5857 | 169.2113 | 2.086 | 0
5858 | 144.9956 | 1.7875 | 0
5859 | 166.3873 | 2.0512 | 0
5860 | 232.3613 | 2.8645 | 0
5861 | 308.2014 | 3.7995 | 0
5862 | 362.7373 | 4.4718 | 0
5863 | 340.3091 | 4.1953 | 0
5864 | 323.8791 | 3.9928 | 0
5865 | 295.642 | 3.6447 | 0
5866 | 314.9319 | 3.8825 | 0
5867 | 254.4867 | 3.1373 | 0
5868 | 254.5168 | 3.1377 | 0
5869 | 246.1382 | 3.0344 | 0
5870 | 262.5524 | 3.2367 | 0
5871 | 248.5745 | 3.0644 | 0
5872 | 242.1283 | 2.9849 | 0
5873 | 229.9637 | 2.835 | 0
5874 | 210.4642 | 2.5946 | 0
5875 | 241.8928 | 2.982 | 0
5876 | 246.0219 | 3.0329 | 0
5877 | 246.0822 | 3.0337 | 0
5878 | 209.9173 | 2.5878 | 0
5879 | 154.7669 | 1.908 | 0
5880 | 69.7889 | 0.86035 | 0
5881 | 71.9736 | 0.88729 | 0
5882 | 86.4795 | 1.0661 | 0
5883 | 87.1654 | 1.0746 | 0
5884 | 132.2652 | 1.6306 | 0
5885 | 182.8819 | 2.2546 | 0
5886 | 185.1778 | 2.2829 | 0
5887 | 182.127 | 2.2452 | 0
5888 | 142.1062 | 1.7519 | 0
5889 | 127.387 | 1.5704 | 0
5890 | 121.3074 | 1.4955 | 0
5891 | 110.0805 | 1.3571 | 0
5892 | 109.6943 | 1.3523 | 0
5893 | 102.4084 | 1.2625 | 0
5894 | 96.8041 | 1.1934 | 0
5895 | 92.2977 | 1.1378 | 0
5896 | 94.2148 | 1.1615 | 0
5897 | 105.8187 | 1.3045 | 0
5898 | 117.5983 | 1.4497 | 0
5899 | 119.2469 | 1.4701 | 0
5900 | 136.4836 | 1.6826 | 0
5901 | 140.4429 | 1.7314 | 0
5902 | 112.3958 | 1.3856 | 0
5903 | 86.9887 | 1.0724 | 0
5904 | 53.99 | 0.66558 | 0
5905 | 59.4662 | 0.73309 | 0
5906 | 62.6833 | 0.77276 | 0
5907 | 62.0983 | 0.76554 | 0
5908 | 93.0453 | 1.1471 | 0
5909 | 194.0656 | 2.3924 | 0
5910 | 166.8629 | 2.0571 | 0
5911 | 161.1266 | 1.9864 | 0
5912 | 112.0437 | 1.3813 | 0
5913 | 113.2343 | 1.3959 | 0
5914 | 118.0719 | 1.4556 | 0
5915 | 110.9663 | 1.368 | 0
5916 | 102.6291 | 1.2652 | 0
5917 | 86.6046 | 1.0677 | 0
5918 | 88.3681 | 1.0894 | 0
5919 | 83.332 | 1.0273 | 0
5920 | 74.8157 | 0.92232 | 0
5921 | 80.3558 | 0.99062 | 0
5922 | 86.2675 | 1.0635 | 0
5923 | 106.2849 | 1.3103 | 0
5924 | 114.4282 | 1.4107 | 0
5925 | 98.6293 | 1.2159 | 0
5926 | 90.7801 | 1.1191 | 0
5927 | 71.5324 | 0.88185 | 0
5928 | 52.2124 | 0.64367 | 0
5929 | 57.4901 | 0.70873 | 0
5930 | 60.5753 | 0.74677 | 0
5931 | 60.0011 | 0.73969 | 0
5932 | 89.9315 | 1.1087 | 0
5933 | 187.2576 | 2.3085 | 0
5934 | 161.0021 | 1.9848 | 0
5935 | 155.6163 | 1.9184 | 0
5936 | 108.3381 | 1.3356 | 0
5937 | 109.4925 | 1.3498 | 0
5938 | 114.1157 | 1.4068 | 0
5939 | 107.2652 | 1.3224 | 0
5940 | 99.2483 | 1.2235 | 0
5941 | 83.7915 | 1.033 | 0
5942 | 85.5004 | 1.054 | 0
5943 | 80.6093 | 0.99375 | 0
5944 | 72.4111 | 0.89268 | 0
5945 | 77.7719 | 0.95877 | 0
5946 | 83.4833 | 1.0292 | 0
5947 | 102.752 | 1.2667 | 0
5948 | 110.6317 | 1.3639 | 0
5949 | 95.4182 | 1.1763 | 0
5950 | 87.8181 | 1.0826 | 0
5951 | 69.1774 | 0.85281 | 0
5952 | 48.8605 | 0.60235 | 0
5953 | 53.844 | 0.66378 | 0
5954 | 56.7947 | 0.70016 | 0
5955 | 56.2779 | 0.69379 | 0
5956 | 84.2813 | 1.039 | 0
5957 | 176.2594 | 2.1729 | 0
5958 | 151.5635 | 1.8685 | 0
5959 | 146.128 | 1.8015 | 0
5960 | 101.4237 | 1.2503 | 0
5961 | 102.4968 | 1.2636 | 0
5962 | 106.9578 | 1.3186 | 0
5963 | 100.4956 | 1.2389 | 0
5964 | 92.8813 | 1.145 | 0
5965 | 78.3187 | 0.96551 | 0
5966 | 79.9096 | 0.98512 | 0
5967 | 75.3831 | 0.92932 | 0
5968 | 67.6193 | 0.83361 | 0
5969 | 72.6282 | 0.89536 | 0
5970 | 77.9868 | 0.96142 | 0
5971 | 96.2376 | 1.1864 | 0
5972 | 103.6005 | 1.2772 | 0
5973 | 89.204 | 1.0997 | 0
5974 | 82.1149 | 1.0123 | 0
5975 | 64.7361 | 0.79806 | 0
5976 | 76.25 | 0.94 | 0
5977 | 77.8016 | 0.95913 | 0
5978 | 75.614 | 0.93216 | 0
5979 | 85.8358 | 1.0582 | 0
5980 | 129.4306 | 1.5956 | 0
5981 | 207.0207 | 2.5521 | 0
5982 | 235.2444 | 2.9001 | 0
5983 | 231.8018 | 2.8576 | 0
5984 | 184.5942 | 2.2757 | 0
5985 | 168.0075 | 2.0712 | 0
5986 | 157.2929 | 1.9391 | 0
5987 | 139.956 | 1.7254 | 0
5988 | 140.5732 | 1.733 | 0
5989 | 125.4307 | 1.5463 | 0
5990 | 118.0427 | 1.4552 | 0
5991 | 115.2788 | 1.4211 | 0
5992 | 110.121 | 1.3576 | 0
5993 | 116.6071 | 1.4375 | 0
5994 | 134.493 | 1.658 | 0
5995 | 152.7661 | 1.8833 | 0
5996 | 159.5556 | 1.967 | 0
5997 | 146.4046 | 1.8049 | 0
5998 | 121.6966 | 1.5003 | 0
5999 | 97.5257 | 1.2023 | 0
6000 | 67.1522 | 0.82785 | 0
6001 | 68.488 | 0.84431 | 0
6002 | 66.5302 | 0.82018 | 0
6003 | 75.4676 | 0.93036 | 0
6004 | 113.9554 | 1.4048 | 0
6005 | 182.0624 | 2.2445 | 0
6006 | 206.786 | 2.5492 | 0
6007 | 203.6508 | 2.5106 | 0
6008 | 162.4731 | 2.003 | 0
6009 | 148.0456 | 1.8251 | 0
6010 | 138.601 | 1.7087 | 0
6011 | 123.4666 | 1.5221 | 0
6012 | 123.9876 | 1.5285 | 0
6013 | 110.671 | 1.3643 | 0
6014 | 104.2422 | 1.2851 | 0
6015 | 101.7565 | 1.2544 | 0
6016 | 97.3131 | 1.1997 | 0
6017 | 103.0257 | 1.2701 | 0
6018 | 118.6926 | 1.4632 | 0
6019 | 134.6762 | 1.6603 | 0
6020 | 140.685 | 1.7344 | 0
6021 | 129.255 | 1.5934 | 0
6022 | 107.4807 | 1.325 | 0
6023 | 85.9979 | 1.0602 | 0
6024 | 72.8204 | 0.89772 | 0
6025 | 67.5826 | 0.83315 | 0
6026 | 53.8218 | 0.66351 | 0
6027 | 63.8827 | 0.78754 | 0
6028 | 88.2407 | 1.0878 | 0
6029 | 113.6652 | 1.4013 | 0
6030 | 113.5423 | 1.3997 | 0
6031 | 119.4081 | 1.4721 | 0
6032 | 105.2386 | 1.2974 | 0
6033 | 91.3232 | 1.1258 | 0
6034 | 115.7757 | 1.4273 | 0
6035 | 80.3875 | 0.99101 | 0
6036 | 82.1555 | 1.0128 | 0
6037 | 87.6543 | 1.0806 | 0
6038 | 106.8899 | 1.3177 | 0
6039 | 97.4022 | 1.2008 | 0
6040 | 89.6436 | 1.1051 | 0
6041 | 80.5824 | 0.99341 | 0
6042 | 70.3289 | 0.86701 | 0
6043 | 82.8639 | 1.0215 | 0
6044 | 86.5219 | 1.0666 | 0
6045 | 87.0695 | 1.0734 | 0
6046 | 77.2003 | 0.95172 | 0
6047 | 55.6015 | 0.68545 | 0
6048 | 57.6188 | 0.71032 | 0
6049 | 60.5543 | 0.74651 | 0
6050 | 72.3959 | 0.89249 | 0
6051 | 71.0732 | 0.87618 | 0
6052 | 104.2083 | 1.2847 | 0
6053 | 137.6632 | 1.6971 | 0
6054 | 117.0969 | 1.4436 | 0
6055 | 139.6187 | 1.7212 | 0
6056 | 105.4257 | 1.2997 | 0
6057 | 96.3551 | 1.1879 | 0
6058 | 92.6566 | 1.1423 | 0
6059 | 85.2275 | 1.0507 | 0
6060 | 85.5392 | 1.0545 | 0
6061 | 80.2064 | 0.98878 | 0
6062 | 78.6781 | 0.96994 | 0
6063 | 71.9934 | 0.88753 | 0
6064 | 69.6433 | 0.85856 | 0
6065 | 78.9006 | 0.97268 | 0
6066 | 89.4042 | 1.1022 | 0
6067 | 87.8339 | 1.0828 | 0
6068 | 103.5391 | 1.2764 | 0
6069 | 105.682 | 1.3028 | 0
6070 | 88.1532 | 1.0867 | 0
6071 | 68.6132 | 0.84586 | 0
6072 | 46.264 | 0.57034 | 0
6073 | 51.0537 | 0.62939 | 0
6074 | 53.9484 | 0.66507 | 0
6075 | 53.4918 | 0.65944 | 0
6076 | 79.9981 | 0.98621 | 0
6077 | 168.5191 | 2.0775 | 0
6078 | 144.9354 | 1.7868 | 0
6079 | 139.1604 | 1.7156 | 0
6080 | 96.0985 | 1.1847 | 0
6081 | 97.1031 | 1.1971 | 0
6082 | 101.541 | 1.2518 | 0
6083 | 95.3403 | 1.1753 | 0
6084 | 87.9527 | 1.0843 | 0
6085 | 74.008 | 0.91236 | 0
6086 | 75.5011 | 0.93077 | 0
6087 | 71.2956 | 0.87893 | 0
6088 | 63.7983 | 0.7865 | 0
6089 | 68.5288 | 0.84482 | 0
6090 | 73.6246 | 0.90764 | 0
6091 | 91.2537 | 1.125 | 0
6092 | 98.208 | 1.2107 | 0
6093 | 84.3228 | 1.0395 | 0
6094 | 77.6471 | 0.95723 | 0
6095 | 61.2956 | 0.75565 | 0
6096 | 44.955 | 0.5542 | 0
6097 | 49.6068 | 0.61155 | 0
6098 | 52.4164 | 0.64618 | 0
6099 | 51.9715 | 0.6407 | 0
6100 | 77.7282 | 0.95823 | 0
6101 | 163.6972 | 2.018 | 0
6102 | 140.7875 | 1.7356 | 0
6103 | 135.1966 | 1.6667 | 0
6104 | 93.3774 | 1.1511 | 0
6105 | 94.3539 | 1.1632 | 0
6106 | 98.6592 | 1.2163 | 0
6107 | 92.6367 | 1.142 | 0
6108 | 85.4639 | 1.0536 | 0
6109 | 71.9189 | 0.88661 | 0
6110 | 73.3703 | 0.9045 | 0
6111 | 69.2811 | 0.85409 | 0
6112 | 62.0007 | 0.76434 | 0
6113 | 66.5978 | 0.82101 | 0
6114 | 71.5486 | 0.88205 | 0
6115 | 88.6675 | 1.0931 | 0
6116 | 95.4256 | 1.1764 | 0
6117 | 81.9417 | 1.0102 | 0
6118 | 75.4536 | 0.93019 | 0
6119 | 59.5614 | 0.73427 | 0
6120 | 77.1821 | 0.95149 | 0
6121 | 78.7505 | 0.97083 | 0
6122 | 76.5341 | 0.94351 | 0
6123 | 86.8764 | 1.071 | 0
6124 | 131.0106 | 1.6151 | 0
6125 | 209.5339 | 2.5831 | 0
6126 | 238.0936 | 2.9352 | 0
6127 | 234.602 | 2.8922 | 0
6128 | 186.8441 | 2.3034 | 0
6129 | 170.0668 | 2.0966 | 0
6130 | 159.2207 | 1.9629 | 0
6131 | 141.6809 | 1.7466 | 0
6132 | 142.3042 | 1.7543 | 0
6133 | 126.9778 | 1.5654 | 0
6134 | 119.5048 | 1.4732 | 0
6135 | 116.7036 | 1.4387 | 0
6136 | 111.4895 | 1.3744 | 0
6137 | 118.0548 | 1.4554 | 0
6138 | 136.1537 | 1.6785 | 0
6139 | 154.6427 | 1.9064 | 0
6140 | 161.5172 | 1.9912 | 0
6141 | 148.2157 | 1.8272 | 0
6142 | 123.2047 | 1.5189 | 0
6143 | 98.7251 | 1.2171 | 0
6144 | 233.5818 | 2.8796 | 0
6145 | 240.0616 | 2.9595 | 0
6146 | 262.9759 | 3.2419 | 0
6147 | 283.3702 | 3.4934 | 0
6148 | 355.3824 | 4.3811 | 0
6149 | 541.1958 | 6.6718 | 0
6150 | 665.4466 | 8.2036 | 0
6151 | 663.8419 | 8.1838 | 0
6152 | 589.7544 | 7.2704 | 0
6153 | 535.1762 | 6.5976 | 0
6154 | 475.1932 | 5.8581 | 0
6155 | 442.5993 | 5.4563 | 0
6156 | 418.1251 | 5.1546 | 0
6157 | 399.3807 | 4.9235 | 0
6158 | 369.9317 | 4.5605 | 0
6159 | 367.9368 | 4.5359 | 0
6160 | 372.2416 | 4.589 | 0
6161 | 380.2712 | 4.688 | 0
6162 | 418.6649 | 5.1613 | 0
6163 | 455.5636 | 5.6162 | 0
6164 | 442.3539 | 5.4533 | 0
6165 | 423.3696 | 5.2193 | 0
6166 | 347.1824 | 4.28 | 0
6167 | 265.6304 | 3.2747 | 0
6168 | 134.5849 | 1.6592 | 0
6169 | 137.8753 | 1.6997 | 0
6170 | 134.5754 | 1.659 | 0
6171 | 153.7821 | 1.8958 | 0
6172 | 229.0298 | 2.8235 | 0
6173 | 370.035 | 4.5618 | 0
6174 | 422.2361 | 5.2053 | 0
6175 | 418.0202 | 5.1533 | 0
6176 | 327.5481 | 4.038 | 0
6177 | 295.0303 | 3.6371 | 0
6178 | 276.2714 | 3.4059 | 0
6179 | 243.2603 | 2.9989 | 0
6180 | 244.7558 | 3.0173 | 0
6181 | 217.6824 | 2.6836 | 0
6182 | 203.2447 | 2.5056 | 0
6183 | 199.2935 | 2.4569 | 0
6184 | 188.4107 | 2.3227 | 0
6185 | 199.849 | 2.4637 | 0
6186 | 232.9487 | 2.8718 | 0
6187 | 267.1655 | 3.2936 | 0
6188 | 278.6218 | 3.4348 | 0
6189 | 252.6763 | 3.115 | 0
6190 | 209.3249 | 2.5805 | 0
6191 | 170.1858 | 2.098 | 0
6192 | 131.8902 | 1.6259 | 0
6193 | 124.8054 | 1.5386 | 0
6194 | 107.616 | 1.3267 | 0
6195 | 122.9648 | 1.5159 | 0
6196 | 173.8493 | 2.1432 | 0
6197 | 232.6707 | 2.8683 | 0
6198 | 272.2808 | 3.3567 | 0
6199 | 255.6352 | 3.1515 | 0
6200 | 242.3677 | 2.9879 | 0
6201 | 222.5111 | 2.7431 | 0
6202 | 234.6291 | 2.8925 | 0
6203 | 192.1019 | 2.3682 | 0
6204 | 192.0138 | 2.3671 | 0
6205 | 184.7767 | 2.2779 | 0
6206 | 195.9265 | 2.4154 | 0
6207 | 185.5868 | 2.2879 | 0
6208 | 181.3546 | 2.2357 | 0
6209 | 173.647 | 2.1407 | 0
6210 | 161.4207 | 1.99 | 0
6211 | 184.2069 | 2.2709 | 0
6212 | 188.0018 | 2.3177 | 0
6213 | 187.8255 | 2.3155 | 0
6214 | 160.135 | 1.9741 | 0
6215 | 117.9939 | 1.4546 | 0
6216 | 105.4088 | 1.2995 | 0
6217 | 109.0027 | 1.3438 | 0
6218 | 132.8562 | 1.6378 | 0
6219 | 133.438 | 1.645 | 0
6220 | 201.4403 | 2.4833 | 0
6221 | 277.3332 | 3.4189 | 0
6222 | 279.266 | 3.4428 | 0
6223 | 275.3909 | 3.395 | 0
6224 | 212.5016 | 2.6197 | 0
6225 | 189.0596 | 2.3307 | 0
6226 | 180.326 | 2.223 | 0
6227 | 162.9181 | 2.0084 | 0
6228 | 162.3931 | 2.002 | 0
6229 | 151.9413 | 1.8731 | 0
6230 | 143.0551 | 1.7636 | 0
6231 | 136.402 | 1.6816 | 0
6232 | 139.3008 | 1.7173 | 0
6233 | 157.4161 | 1.9406 | 0
6234 | 175.3219 | 2.1614 | 0
6235 | 176.9982 | 2.182 | 0
6236 | 203.98 | 2.5147 | 0
6237 | 210.5714 | 2.5959 | 0
6238 | 167.7419 | 2.0679 | 0
6239 | 130.3919 | 1.6075 | 0
6240 | 75.4953 | 0.9307 | 0
6241 | 77.0371 | 0.94971 | 0
6242 | 74.8767 | 0.92307 | 0
6243 | 85.009 | 1.048 | 0
6244 | 128.1554 | 1.5799 | 0
6245 | 205.0181 | 2.5274 | 0
6246 | 232.9863 | 2.8722 | 0
6247 | 229.5964 | 2.8304 | 0
6248 | 182.7845 | 2.2534 | 0
6249 | 166.3296 | 2.0505 | 0
6250 | 155.7226 | 1.9197 | 0
6251 | 138.5331 | 1.7078 | 0
6252 | 139.1483 | 1.7154 | 0
6253 | 124.1521 | 1.5305 | 0
6254 | 116.8233 | 1.4402 | 0
6255 | 114.096 | 1.4066 | 0
6256 | 108.9715 | 1.3434 | 0
6257 | 115.3932 | 1.4226 | 0
6258 | 133.1175 | 1.6411 | 0
6259 | 151.2293 | 1.8643 | 0
6260 | 157.9464 | 1.9472 | 0
6261 | 144.8982 | 1.7863 | 0
6262 | 120.4374 | 1.4847 | 0
6263 | 96.5409 | 1.1901 | 0
6264 | 70.8035 | 0.87286 | 0
6265 | 72.218 | 0.8903 | 0
6266 | 70.16 | 0.86493 | 0
6267 | 79.5962 | 0.98126 | 0
6268 | 120.1579 | 1.4813 | 0
6269 | 192.0129 | 2.3671 | 0
6270 | 218.1073 | 2.6888 | 0
6271 | 214.8222 | 2.6483 | 0
6272 | 171.3264 | 2.1121 | 0
6273 | 156.0785 | 1.9241 | 0
6274 | 146.1221 | 1.8014 | 0
6275 | 130.1381 | 1.6043 | 0
6276 | 130.6919 | 1.6112 | 0
6277 | 116.6474 | 1.438 | 0
6278 | 109.8536 | 1.3543 | 0
6279 | 107.2431 | 1.3221 | 0
6280 | 102.5383 | 1.2641 | 0
6281 | 108.5615 | 1.3383 | 0
6282 | 125.0971 | 1.5422 | 0
6283 | 141.9716 | 1.7502 | 0
6284 | 148.3012 | 1.8282 | 0
6285 | 136.2195 | 1.6793 | 0
6286 | 113.2641 | 1.3963 | 0
6287 | 90.6522 | 1.1176 | 0
6288 | 121.2099 | 1.4943 | 0
6289 | 124.0527 | 1.5293 | 0
6290 | 120.9582 | 1.4912 | 0
6291 | 138.0017 | 1.7013 | 0
6292 | 206.1425 | 2.5413 | 0
6293 | 332.2488 | 4.0959 | 0
6294 | 378.7412 | 4.6691 | 0
6295 | 374.5378 | 4.6173 | 0
6296 | 294.6184 | 3.632 | 0
6297 | 266.0404 | 3.2797 | 0
6298 | 249.1123 | 3.071 | 0
6299 | 219.9085 | 2.711 | 0
6300 | 221.1667 | 2.7265 | 0
6301 | 196.8594 | 2.4269 | 0
6302 | 184.1619 | 2.2703 | 0
6303 | 180.4007 | 2.224 | 0
6304 | 170.9881 | 2.1079 | 0
6305 | 181.2919 | 2.235 | 0
6306 | 210.7678 | 2.5983 | 0
6307 | 241.1551 | 2.9729 | 0
6308 | 251.5881 | 3.1016 | 0
6309 | 228.8182 | 2.8209 | 0
6310 | 189.7184 | 2.3388 | 0
6311 | 153.6992 | 1.8948 | 0
6312 | 175.1922 | 2.1598 | 0
6313 | 179.2295 | 2.2095 | 0
6314 | 194.4706 | 2.3974 | 0
6315 | 210.018 | 2.5891 | 0
6316 | 267.0043 | 3.2916 | 0
6317 | 406.857 | 5.0157 | 0
6318 | 497.4331 | 6.1323 | 0
6319 | 492.6021 | 6.0728 | 0
6320 | 439.822 | 5.4221 | 0
6321 | 400.0833 | 4.9322 | 0
6322 | 357.3159 | 4.405 | 0
6323 | 333.3335 | 4.1093 | 0
6324 | 315.8695 | 3.894 | 0
6325 | 302.1319 | 3.7247 | 0
6326 | 280.9168 | 3.4631 | 0
6327 | 279.752 | 3.4488 | 0
6328 | 283.4506 | 3.4944 | 0
6329 | 290.3821 | 3.5798 | 0
6330 | 319.0205 | 3.9329 | 0
6331 | 346.7015 | 4.2741 | 0
6332 | 338.5233 | 4.1733 | 0
6333 | 324.0107 | 3.9944 | 0
6334 | 265.8567 | 3.2775 | 0
6335 | 201.9885 | 2.4901 | 0
6336 | 199.7104 | 2.462 | 0
6337 | 204.7099 | 2.5236 | 0
6338 | 223.0231 | 2.7494 | 0
6339 | 240.6251 | 2.9664 | 0
6340 | 304.1503 | 3.7495 | 0
6341 | 463.3398 | 5.712 | 0
6342 | 567.8546 | 7.0005 | 0
6343 | 564.0987 | 6.9542 | 0
6344 | 502.5863 | 6.1958 | 0
6345 | 456.7086 | 5.6303 | 0
6346 | 406.8835 | 5.016 | 0
6347 | 379.3208 | 4.6762 | 0
6348 | 358.982 | 4.4255 | 0
6349 | 343.1668 | 4.2305 | 0
6350 | 318.5614 | 3.9272 | 0
6351 | 317.0736 | 3.9089 | 0
6352 | 321.063 | 3.958 | 0
6353 | 328.5257 | 4.05 | 0
6354 | 361.2483 | 4.4534 | 0
6355 | 392.8003 | 4.8424 | 0
6356 | 382.6427 | 4.7172 | 0
6357 | 366.2313 | 4.5149 | 0
6358 | 300.4269 | 3.7036 | 0
6359 | 228.9249 | 2.8222 | 0
6360 | 250.0274 | 3.0823 | 0
6361 | 208.3176 | 2.5681 | 0
6362 | 227.8776 | 2.8093 | 0
6363 | 217.8318 | 2.6854 | 0
6364 | 279.4697 | 3.4453 | 0
6365 | 380.2776 | 4.688 | 0
6366 | 426.8234 | 5.2618 | 0
6367 | 423.0779 | 5.2157 | 0
6368 | 422.2858 | 5.2059 | 0
6369 | 399.0016 | 4.9189 | 0
6370 | 393.9643 | 4.8568 | 0
6371 | 322.7729 | 3.9791 | 0
6372 | 324.9235 | 4.0056 | 0
6373 | 306.0813 | 3.7733 | 0
6374 | 311.9259 | 3.8454 | 0
6375 | 292.6748 | 3.6081 | 0
6376 | 301.197 | 3.7131 | 0
6377 | 284.4146 | 3.5062 | 0
6378 | 288.6795 | 3.5588 | 0
6379 | 320.1558 | 3.9469 | 0
6380 | 326.594 | 4.0262 | 0
6381 | 313.6842 | 3.8671 | 0
6382 | 270.7885 | 3.3383 | 0
6383 | 204.0239 | 2.5152 | 0
6384 | 200.8792 | 2.4764 | 0
6385 | 206.1871 | 2.5419 | 0
6386 | 220.7991 | 2.722 | 0
6387 | 256.2128 | 3.1586 | 0
6388 | 391.9139 | 4.8315 | 0
6389 | 533.5556 | 6.5776 | 0
6390 | 461.8882 | 5.6941 | 0
6391 | 499.9114 | 6.1629 | 0
6392 | 428.8149 | 5.2864 | 0
6393 | 366.4236 | 4.5172 | 0
6394 | 352.1493 | 4.3413 | 0
6395 | 321.7096 | 3.966 | 0
6396 | 319.7792 | 3.9422 | 0
6397 | 294.3785 | 3.6291 | 0
6398 | 292.4933 | 3.6058 | 0
6399 | 281.6124 | 3.4717 | 0
6400 | 307.7239 | 3.7936 | 0
6401 | 314.9819 | 3.8831 | 0
6402 | 342.7333 | 4.2252 | 0
6403 | 354.5413 | 4.3708 | 0
6404 | 356.56 | 4.3956 | 0
6405 | 355.7195 | 4.3853 | 0
6406 | 294.8458 | 3.6348 | 0
6407 | 236.2638 | 2.9126 | 0
6408 | 109.6466 | 1.3517 | 0
6409 | 112.1423 | 1.3825 | 0
6410 | 109.2657 | 1.347 | 0
6411 | 124.5231 | 1.5351 | 0
6412 | 186.3971 | 2.2979 | 0
6413 | 299.9151 | 3.6973 | 0
6414 | 341.644 | 4.2118 | 0
6415 | 337.5857 | 4.1617 | 0
6416 | 266.2741 | 3.2826 | 0
6417 | 240.8683 | 2.9694 | 0
6418 | 225.5342 | 2.7804 | 0
6419 | 199.448 | 2.4588 | 0
6420 | 200.5303 | 2.4721 | 0
6421 | 178.5895 | 2.2016 | 0
6422 | 167.2956 | 2.0624 | 0
6423 | 163.7657 | 2.0189 | 0
6424 | 155.4958 | 1.9169 | 0
6425 | 164.818 | 2.0319 | 0
6426 | 191.2714 | 2.358 | 0
6427 | 218.4896 | 2.6935 | 0
6428 | 227.9999 | 2.8108 | 0
6429 | 207.7783 | 2.5615 | 0
6430 | 172.3729 | 2.125 | 0
6431 | 139.305 | 1.7173 | 0
6432 | 62.6329 | 0.77213 | 0
6433 | 68.9258 | 0.84971 | 0
6434 | 72.5727 | 0.89467 | 0
6435 | 71.8664 | 0.88596 | 0
6436 | 107.7751 | 1.3286 | 0
6437 | 223.759 | 2.7585 | 0
6438 | 192.3706 | 2.3715 | 0
6439 | 186.2466 | 2.296 | 0
6440 | 129.9254 | 1.6017 | 0
6441 | 131.3163 | 1.6189 | 0
6442 | 136.7476 | 1.6858 | 0
6443 | 128.5737 | 1.585 | 0
6444 | 119.0522 | 1.4677 | 0
6445 | 100.5941 | 1.2401 | 0
6446 | 102.6511 | 1.2655 | 0
6447 | 96.7408 | 1.1926 | 0
6448 | 86.9846 | 1.0723 | 0
6449 | 93.422 | 1.1517 | 0
6450 | 100.2615 | 1.236 | 0
6451 | 123.1893 | 1.5187 | 0
6452 | 132.6508 | 1.6353 | 0
6453 | 114.537 | 1.412 | 0
6454 | 105.4004 | 1.2994 | 0
6455 | 82.9838 | 1.023 | 0
6456 | 66.2814 | 0.81711 | 0
6457 | 67.5983 | 0.83335 | 0
6458 | 65.6643 | 0.8095 | 0
6459 | 74.4824 | 0.91821 | 0
6460 | 112.476 | 1.3866 | 0
6461 | 179.6882 | 2.2152 | 0
6462 | 204.0843 | 2.5159 | 0
6463 | 200.9844 | 2.4777 | 0
6464 | 160.3612 | 1.9769 | 0
6465 | 146.1302 | 1.8015 | 0
6466 | 136.8076 | 1.6866 | 0
6467 | 121.8764 | 1.5025 | 0
6468 | 122.3895 | 1.5088 | 0
6469 | 109.2466 | 1.3468 | 0
6470 | 102.9052 | 1.2686 | 0
6471 | 100.4491 | 1.2383 | 0
6472 | 96.0683 | 1.1843 | 0
6473 | 101.707 | 1.2538 | 0
6474 | 117.1663 | 1.4444 | 0
6475 | 132.9369 | 1.6388 | 0
6476 | 138.8693 | 1.712 | 0
6477 | 127.5954 | 1.573 | 0
6478 | 106.1027 | 1.308 | 0
6479 | 84.8883 | 1.0465 | 0
6480 | 97.4686 | 1.2016 | 0
6481 | 99.588 | 1.2277 | 0
6482 | 96.9302 | 1.1949 | 0
6483 | 110.2838 | 1.3596 | 0
6484 | 165.5908 | 2.0414 | 0
6485 | 265.7728 | 3.2764 | 0
6486 | 302.4389 | 3.7284 | 0
6487 | 298.4973 | 3.6799 | 0
6488 | 236.3893 | 2.9142 | 0
6489 | 214.3872 | 2.6429 | 0
6490 | 200.7288 | 2.4746 | 0
6491 | 177.9726 | 2.194 | 0
6492 | 178.8618 | 2.205 | 0
6493 | 159.4201 | 1.9653 | 0
6494 | 149.6314 | 1.8446 | 0
6495 | 146.3271 | 1.8039 | 0
6496 | 139.2951 | 1.7172 | 0
6497 | 147.5836 | 1.8194 | 0
6498 | 170.8244 | 2.1059 | 0
6499 | 194.6669 | 2.3998 | 0
6500 | 203.2156 | 2.5052 | 0
6501 | 185.7306 | 2.2897 | 0
6502 | 154.211 | 1.9011 | 0
6503 | 124.1833 | 1.5309 | 0
6504 | 84.0729 | 1.0364 | 0
6505 | 85.8164 | 1.0579 | 0
6506 | 83.4376 | 1.0286 | 0
6507 | 94.7771 | 1.1684 | 0
6508 | 142.7439 | 1.7597 | 0
6509 | 228.5346 | 2.8174 | 0
6510 | 259.7952 | 3.2027 | 0
6511 | 256.1097 | 3.1573 | 0
6512 | 203.6353 | 2.5104 | 0
6513 | 185.1549 | 2.2826 | 0
6514 | 173.3501 | 2.137 | 0
6515 | 154.0917 | 1.8996 | 0
6516 | 154.7963 | 1.9083 | 0
6517 | 138.0797 | 1.7022 | 0
6518 | 129.8509 | 1.6008 | 0
6519 | 126.8584 | 1.5639 | 0
6520 | 121.0661 | 1.4925 | 0
6521 | 128.217 | 1.5806 | 0
6522 | 148.0286 | 1.8249 | 0
6523 | 168.2927 | 2.0747 | 0
6524 | 175.7476 | 2.1666 | 0
6525 | 161.0854 | 1.9858 | 0
6526 | 133.8579 | 1.6502 | 0
6527 | 107.4158 | 1.3242 | 0
6528 | 177.3813 | 2.1867 | 0
6529 | 167.3568 | 2.0632 | 0
6530 | 143.4421 | 1.7683 | 0
6531 | 164.5766 | 2.0289 | 0
6532 | 229.9456 | 2.8348 | 0
6533 | 305.1075 | 3.7613 | 0
6534 | 359.0131 | 4.4259 | 0
6535 | 336.8252 | 4.1524 | 0
6536 | 320.5143 | 3.9513 | 0
6537 | 292.6382 | 3.6076 | 0
6538 | 311.6047 | 3.8414 | 0
6539 | 251.931 | 3.1058 | 0
6540 | 251.955 | 3.1061 | 0
6541 | 243.612 | 3.0032 | 0
6542 | 259.7956 | 3.2027 | 0
6543 | 245.9693 | 3.0323 | 0
6544 | 239.6215 | 2.954 | 0
6545 | 227.6573 | 2.8065 | 0
6546 | 208.486 | 2.5702 | 0
6547 | 239.5492 | 2.9531 | 0
6548 | 243.6727 | 3.004 | 0
6549 | 243.7206 | 3.0046 | 0
6550 | 207.8981 | 2.563 | 0
6551 | 153.2745 | 1.8896 | 0
6552 | 118.7973 | 1.4645 | 0
6553 | 123.0007 | 1.5163 | 0
6554 | 150.8949 | 1.8602 | 0
6555 | 151.3144 | 1.8654 | 0
6556 | 227.8936 | 2.8095 | 0
6557 | 313.1356 | 3.8603 | 0
6558 | 314.5159 | 3.8773 | 0
6559 | 310.5296 | 3.8282 | 0
6560 | 238.3823 | 2.9388 | 0
6561 | 211.3335 | 2.6053 | 0
6562 | 201.724 | 2.4868 | 0
6563 | 181.8708 | 2.2421 | 0
6564 | 181.3093 | 2.2352 | 0
6565 | 169.8176 | 2.0935 | 0
6566 | 159.5833 | 1.9673 | 0
6567 | 152.1649 | 1.8759 | 0
6568 | 155.4337 | 1.9162 | 0
6569 | 176.156 | 2.1716 | 0
6570 | 196.3954 | 2.4211 | 0
6571 | 197.8616 | 2.4392 | 0
6572 | 228.7633 | 2.8202 | 0
6573 | 236.5096 | 2.9157 | 0
6574 | 187.9971 | 2.3176 | 0
6575 | 146.436 | 1.8053 | 0
6576 | 94.7296 | 1.1678 | 0
6577 | 96.7809 | 1.1931 | 0
6578 | 94.189 | 1.1612 | 0
6579 | 107.1492 | 1.3209 | 0
6580 | 160.9286 | 1.9839 | 0
6581 | 258.232 | 3.1835 | 0
6582 | 293.8305 | 3.6223 | 0
6583 | 289.9707 | 3.5747 | 0
6584 | 229.7196 | 2.832 | 0
6585 | 208.3864 | 2.569 | 0
6586 | 195.1094 | 2.4053 | 0
6587 | 173.0304 | 2.1331 | 0
6588 | 173.8882 | 2.1437 | 0
6589 | 154.9982 | 1.9108 | 0
6590 | 145.5064 | 1.7938 | 0
6591 | 142.2805 | 1.754 | 0
6592 | 135.4739 | 1.6701 | 0
6593 | 143.5297 | 1.7694 | 0
6594 | 166.0934 | 2.0476 | 0
6595 | 189.2352 | 2.3329 | 0
6596 | 197.552 | 2.4354 | 0
6597 | 180.6011 | 2.2264 | 0
6598 | 149.9631 | 1.8487 | 0
6599 | 120.7241 | 1.4883 | 0
6600 | 120.946 | 1.491 | 0
6601 | 123.776 | 1.5259 | 0
6602 | 120.6814 | 1.4878 | 0
6603 | 137.6739 | 1.6972 | 0
6604 | 205.6867 | 2.5357 | 0
6605 | 331.4699 | 4.0863 | 0
6606 | 377.8325 | 4.6579 | 0
6607 | 373.6161 | 4.6059 | 0
6608 | 293.9561 | 3.6239 | 0
6609 | 265.479 | 3.2728 | 0
6610 | 248.586 | 3.0645 | 0
6611 | 219.4746 | 2.7057 | 0
6612 | 220.7251 | 2.7211 | 0
6613 | 196.475 | 2.4221 | 0
6614 | 183.8217 | 2.2661 | 0
6615 | 180.0577 | 2.2197 | 0
6616 | 170.6869 | 2.1042 | 0
6617 | 180.9683 | 2.231 | 0
6618 | 210.3618 | 2.5933 | 0
6619 | 240.6595 | 2.9668 | 0
6620 | 251.076 | 3.0952 | 0
6621 | 228.3883 | 2.8156 | 0
6622 | 189.3706 | 2.3345 | 0
6623 | 153.3878 | 1.891 | 0
6624 | 99.0508 | 1.2211 | 0
6625 | 101.2089 | 1.2477 | 0
6626 | 98.5121 | 1.2144 | 0
6627 | 112.0914 | 1.3819 | 0
6628 | 168.2833 | 2.0746 | 0
6629 | 270.1223 | 3.33 | 0
6630 | 307.4017 | 3.7896 | 0
6631 | 303.4103 | 3.7404 | 0
6632 | 240.2398 | 2.9617 | 0
6633 | 217.8559 | 2.6857 | 0
6634 | 203.9769 | 2.5146 | 0
6635 | 180.8331 | 2.2293 | 0
6636 | 181.7398 | 2.2405 | 0
6637 | 161.9798 | 1.9969 | 0
6638 | 152.0216 | 1.8741 | 0
6639 | 148.6707 | 1.8328 | 0
6640 | 141.5111 | 1.7445 | 0
6641 | 149.9341 | 1.8484 | 0
6642 | 173.5637 | 2.1397 | 0
6643 | 197.8081 | 2.4386 | 0
6644 | 206.4916 | 2.5456 | 0
6645 | 188.7021 | 2.3263 | 0
6646 | 156.6728 | 1.9314 | 0
6647 | 126.1843 | 1.5556 | 0
6648 | 111.8802 | 1.3793 | 0
6649 | 114.4337 | 1.4107 | 0
6650 | 111.5056 | 1.3746 | 0
6651 | 127.0883 | 1.5667 | 0
6652 | 190.2015 | 2.3448 | 0
6653 | 306.0828 | 3.7734 | 0
6654 | 348.6917 | 4.2986 | 0
6655 | 344.5741 | 4.2479 | 0
6656 | 271.72 | 3.3497 | 0
6657 | 245.7561 | 3.0297 | 0
6658 | 230.1115 | 2.8368 | 0
6659 | 203.4637 | 2.5083 | 0
6660 | 204.5731 | 2.522 | 0
6661 | 182.181 | 2.2459 | 0
6662 | 170.6395 | 2.1036 | 0
6663 | 167.0493 | 2.0594 | 0
6664 | 158.5887 | 1.9551 | 0
6665 | 168.1006 | 2.0723 | 0
6666 | 195.1121 | 2.4053 | 0
6667 | 222.9094 | 2.748 | 0
6668 | 232.6068 | 2.8676 | 0
6669 | 211.9389 | 2.6128 | 0
6670 | 175.8156 | 2.1674 | 0
6671 | 142.1183 | 1.752 | 0
6672 | 120.0322 | 1.4797 | 0
6673 | 122.8369 | 1.5143 | 0
6674 | 119.7618 | 1.4764 | 0
6675 | 136.6176 | 1.6842 | 0
6676 | 204.1286 | 2.5165 | 0
6677 | 328.9326 | 4.0551 | 0
6678 | 374.9278 | 4.6221 | 0
6679 | 370.73 | 4.5703 | 0
6680 | 291.723 | 3.5963 | 0
6681 | 263.4842 | 3.2482 | 0
6682 | 246.7177 | 3.0415 | 0
6683 | 217.8434 | 2.6856 | 0
6684 | 219.0817 | 2.7008 | 0
6685 | 195.0172 | 2.4042 | 0
6686 | 182.4695 | 2.2495 | 0
6687 | 178.7273 | 2.2033 | 0
6688 | 169.44 | 2.0888 | 0
6689 | 179.6438 | 2.2146 | 0
6690 | 208.8043 | 2.5741 | 0
6691 | 238.859 | 2.9446 | 0
6692 | 249.2007 | 3.0721 | 0
6693 | 226.7039 | 2.7948 | 0
6694 | 187.9791 | 2.3174 | 0
6695 | 152.2429 | 1.8768 | 0
6696 | 85.5363 | 1.0545 | 0
6697 | 81.1614 | 1.0006 | 0
6698 | 70.3663 | 0.86747 | 0
6699 | 80.1028 | 0.9875 | 0
6700 | 114.4626 | 1.4111 | 0
6701 | 154.3607 | 1.9029 | 0
6702 | 179.7688 | 2.2162 | 0
6703 | 168.8852 | 2.082 | 0
6704 | 159.6013 | 1.9676 | 0
6705 | 147.2424 | 1.8152 | 0
6706 | 153.9184 | 1.8975 | 0
6707 | 127.4362 | 1.571 | 0
6708 | 127.3159 | 1.5695 | 0
6709 | 122.006 | 1.5041 | 0
6710 | 128.7106 | 1.5867 | 0
6711 | 121.9695 | 1.5036 | 0
6712 | 119.5155 | 1.4734 | 0
6713 | 115.2252 | 1.4205 | 0
6714 | 108.505 | 1.3376 | 0
6715 | 123.0978 | 1.5175 | 0
6716 | 125.9934 | 1.5532 | 0
6717 | 125.7527 | 1.5503 | 0
6718 | 107.1653 | 1.3211 | 0
6719 | 78.9252 | 0.97298 | 0
6720 | 147.1855 | 1.8145 | 0
6721 | 152.7864 | 1.8835 | 0
6722 | 189.9433 | 2.3416 | 0
6723 | 189.8563 | 2.3405 | 0
6724 | 284.5798 | 3.5083 | 0
6725 | 389.4457 | 4.8011 | 0
6726 | 389.1053 | 4.7969 | 0
6727 | 385.1454 | 4.748 | 0
6728 | 292.4946 | 3.6059 | 0
6729 | 257.3652 | 3.1728 | 0
6730 | 246.0593 | 3.0334 | 0
6731 | 220.8597 | 2.7227 | 0
6732 | 220.2418 | 2.7151 | 0
6733 | 206.7427 | 2.5487 | 0
6734 | 193.4996 | 2.3854 | 0
6735 | 184.5133 | 2.2747 | 0
6736 | 188.5675 | 2.3246 | 0
6737 | 215.0282 | 2.6509 | 0
6738 | 240.2566 | 2.9619 | 0
6739 | 240.9861 | 2.9709 | 0
6740 | 280.5381 | 3.4585 | 0
6741 | 290.9521 | 3.5868 | 0
6742 | 230.2225 | 2.8382 | 0
6743 | 180.0989 | 2.2202 | 0
6744 | 240.8292 | 2.9689 | 0
6745 | 247.6689 | 3.0532 | 0
6746 | 271.6696 | 3.3491 | 0
6747 | 292.6482 | 3.6077 | 0
6748 | 366.3205 | 4.516 | 0
6749 | 557.805 | 6.8766 | 0
6750 | 686.4157 | 8.4621 | 0
6751 | 685.4614 | 8.4503 | 0
6752 | 608.5371 | 7.502 | 0
6753 | 552.0346 | 6.8054 | 0
6754 | 489.7617 | 6.0377 | 0
6755 | 456.067 | 5.6224 | 0
6756 | 430.6612 | 5.3092 | 0
6757 | 411.2732 | 5.0701 | 0
6758 | 380.7421 | 4.6938 | 0
6759 | 378.6213 | 4.6676 | 0
6760 | 382.969 | 4.7212 | 0
6761 | 391.0723 | 4.8211 | 0
6762 | 430.6876 | 5.3095 | 0
6763 | 468.73 | 5.7785 | 0
6764 | 454.7767 | 5.6065 | 0
6765 | 435.2562 | 5.3658 | 0
6766 | 356.9004 | 4.3998 | 0
6767 | 273.3397 | 3.3697 | 0
6768 | 291.9894 | 3.5996 | 0
6769 | 301.1891 | 3.713 | 0
6770 | 332.4329 | 4.0982 | 0
6771 | 357.591 | 4.4084 | 0
6772 | 443.6339 | 5.4691 | 0
6773 | 675.2582 | 8.3245 | 0
6774 | 834.0732 | 10.2824 | 0
6775 | 836.9151 | 10.3174 | 0
6776 | 740.5765 | 9.1298 | 0
6777 | 670.7522 | 8.269 | 0
6778 | 592.8015 | 7.308 | 0
6779 | 551.4376 | 6.7981 | 0
6780 | 519.651 | 6.4062 | 0
6781 | 495.7904 | 6.1121 | 0
6782 | 457.8117 | 5.6439 | 0
6783 | 454.8748 | 5.6077 | 0
6784 | 459.6282 | 5.6663 | 0
6785 | 468.4508 | 5.775 | 0
6786 | 516.6557 | 6.3693 | 0
6787 | 562.7729 | 6.9378 | 0
6788 | 543.9489 | 6.7058 | 0
6789 | 520.5836 | 6.4177 | 0
6790 | 426.6976 | 5.2603 | 0
6791 | 328.3648 | 4.0481 | 0
6792 | 294.8998 | 3.6355 | 0
6793 | 304.2563 | 3.7508 | 0
6794 | 335.9655 | 4.1418 | 0
6795 | 361.3545 | 4.4548 | 0
6796 | 448.0194 | 5.5231 | 0
6797 | 681.9137 | 8.4066 | 0
6798 | 842.5187 | 10.3865 | 0
6799 | 845.6761 | 10.4254 | 0
6800 | 748.1567 | 9.2232 | 0
6801 | 677.5416 | 8.3527 | 0
6802 | 598.6381 | 7.38 | 0
6803 | 556.8252 | 6.8645 | 0
6804 | 524.6512 | 6.4679 | 0
6805 | 500.5273 | 6.1705 | 0
6806 | 462.1009 | 5.6967 | 0
6807 | 459.1086 | 5.6599 | 0
6808 | 463.8721 | 5.7186 | 0
6809 | 472.7107 | 5.8275 | 0
6810 | 521.4085 | 6.4279 | 0
6811 | 567.985 | 7.0021 | 0
6812 | 548.8364 | 6.766 | 0
6813 | 525.2599 | 6.4754 | 0
6814 | 430.5182 | 5.3074 | 0
6815 | 331.4192 | 4.0857 | 0
6816 | 297.7743 | 3.6709 | 0
6817 | 307.301 | 3.7884 | 0
6818 | 339.5057 | 4.1854 | 0
6819 | 365.1181 | 4.5011 | 0
6820 | 452.3425 | 5.5764 | 0
6821 | 688.47 | 8.4874 | 0
6822 | 850.8913 | 10.4897 | 0
6823 | 854.4272 | 10.5333 | 0
6824 | 755.6899 | 9.3161 | 0
6825 | 684.2718 | 8.4357 | 0
6826 | 604.3862 | 7.4508 | 0
6827 | 562.1213 | 6.9298 | 0
6828 | 529.5481 | 6.5282 | 0
6829 | 505.1583 | 6.2276 | 0
6830 | 466.2737 | 5.7482 | 0
6831 | 463.2204 | 5.7105 | 0
6832 | 467.9853 | 5.7693 | 0
6833 | 476.8229 | 5.8782 | 0
6834 | 526.0106 | 6.4846 | 0
6835 | 573.0404 | 7.0644 | 0
6836 | 553.5394 | 6.824 | 0
6837 | 529.7593 | 6.5308 | 0
6838 | 434.1912 | 5.3527 | 0
6839 | 334.3853 | 4.1223 | 0
6840 | 309.7572 | 3.8187 | 0
6841 | 319.8591 | 3.9432 | 0
6842 | 353.8136 | 4.3618 | 0
6843 | 380.3981 | 4.6895 | 0
6844 | 470.4385 | 5.7995 | 0
6845 | 715.9542 | 8.8262 | 0
6846 | 885.5217 | 10.9166 | 0
6847 | 890.046 | 10.9724 | 0
6848 | 786.6852 | 9.6982 | 0
6849 | 712.1141 | 8.7789 | 0
6850 | 628.4956 | 7.748 | 0
6851 | 584.4216 | 7.2047 | 0
6852 | 550.3295 | 6.7844 | 0
6853 | 524.8833 | 6.4707 | 0
6854 | 484.2305 | 5.9696 | 0
6855 | 480.977 | 5.9294 | 0
6856 | 485.8241 | 5.9892 | 0
6857 | 494.8052 | 6.0999 | 0
6858 | 546.0091 | 6.7312 | 0
6859 | 594.9301 | 7.3343 | 0
6860 | 574.2409 | 7.0792 | 0
6861 | 549.5677 | 6.775 | 0
6862 | 450.3898 | 5.5524 | 0
6863 | 347.1979 | 4.2802 | 0
6864 | 286.2121 | 3.5284 | 0
6865 | 237.3512 | 2.926 | 0
6866 | 260.6191 | 3.2129 | 0
6867 | 247.9682 | 3.0569 | 0
6868 | 316.4493 | 3.9012 | 0
6869 | 428.4555 | 5.282 | 0
6870 | 480.3703 | 5.922 | 0
6871 | 477.9495 | 5.8921 | 0
6872 | 478.0648 | 5.8935 | 0
6873 | 451.8955 | 5.5709 | 0
6874 | 446.8351 | 5.5085 | 0
6875 | 363.9348 | 4.4866 | 0
6876 | 366.8264 | 4.5222 | 0
6877 | 345.1254 | 4.2547 | 0
6878 | 352.5441 | 4.3461 | 0
6879 | 329.7841 | 4.0656 | 0
6880 | 339.4144 | 4.1843 | 0
6881 | 318.9091 | 3.9315 | 0
6882 | 322.6995 | 3.9782 | 0
6883 | 358.4719 | 4.4192 | 0
6884 | 365.5779 | 4.5068 | 0
6885 | 351.1822 | 4.3293 | 0
6886 | 303.8511 | 3.7459 | 0
6887 | 229.5183 | 2.8295 | 0
6888 | 215.4853 | 2.6565 | 0
6889 | 221.4284 | 2.7298 | 0
6890 | 237.5885 | 2.929 | 0
6891 | 275.9132 | 3.4014 | 0
6892 | 422.2662 | 5.2057 | 0
6893 | 573.6348 | 7.0717 | 0
6894 | 493.434 | 6.083 | 0
6895 | 536.26 | 6.611 | 0
6896 | 458.9581 | 5.658 | 0
6897 | 391.3011 | 4.8239 | 0
6898 | 376.1635 | 4.6373 | 0
6899 | 343.3108 | 4.2323 | 0
6900 | 341.4059 | 4.2088 | 0
6901 | 313.8437 | 3.869 | 0
6902 | 312.0935 | 3.8475 | 0
6903 | 300.1062 | 3.6997 | 0
6904 | 328.4895 | 4.0496 | 0
6905 | 336.0013 | 4.1422 | 0
6906 | 365.6975 | 4.5083 | 0
6907 | 377.9008 | 4.6587 | 0
6908 | 379.8394 | 4.6826 | 0
6909 | 379.3814 | 4.677 | 0
6910 | 314.5032 | 3.8772 | 0
6911 | 252.7676 | 3.1161 | 0
6912 | 212.8415 | 2.6239 | 0
6913 | 218.4422 | 2.6929 | 0
6914 | 238.6038 | 2.9415 | 0
6915 | 257.28 | 3.1717 | 0
6916 | 323.9964 | 3.9942 | 0
6917 | 493.4912 | 6.0837 | 0
6918 | 605.7441 | 7.4676 | 0
6919 | 602.9428 | 7.433 | 0
6920 | 536.4626 | 6.6135 | 0
6921 | 487.1722 | 6.0058 | 0
6922 | 433.3352 | 5.3421 | 0
6923 | 403.8067 | 4.9781 | 0
6924 | 381.835 | 4.7072 | 0
6925 | 364.8735 | 4.4981 | 0
6926 | 338.3614 | 4.1713 | 0
6927 | 336.666 | 4.1504 | 0
6928 | 340.762 | 4.2009 | 0
6929 | 348.4142 | 4.2952 | 0
6930 | 383.3406 | 4.7258 | 0
6931 | 416.9652 | 5.1403 | 0
6932 | 405.5669 | 4.9998 | 0
6933 | 388.1671 | 4.7853 | 0
6934 | 318.3712 | 3.9249 | 0
6935 | 243.063 | 2.9965 | 0
6936 | 477.0439 | 5.881 | 0
6937 | 513.6745 | 6.3325 | 0
6938 | 531.589 | 6.5534 | 0
6939 | 551.7706 | 6.8022 | 0
6940 | 650.0474 | 8.0137 | 0
6941 | 852.7999 | 10.5133 | 0
6942 | 992.212 | 12.2319 | 0
6943 | 1112.6349 | 13.7165 | 0
6944 | 1127.7001 | 13.9022 | 0
6945 | 1022.7881 | 12.6089 | 0
6946 | 943.4737 | 11.6311 | 0
6947 | 895.956 | 11.0453 | 0
6948 | 850.0042 | 10.4788 | 0
6949 | 804.9262 | 9.9231 | 0
6950 | 791.4174 | 9.7565 | 0
6951 | 791.8363 | 9.7617 | 0
6952 | 817.8074 | 10.0819 | 0
6953 | 855.3574 | 10.5448 | 0
6954 | 845.7176 | 10.4259 | 0
6955 | 823.8525 | 10.1564 | 0
6956 | 757.4554 | 9.3379 | 0
6957 | 691.9135 | 8.5299 | 0
6958 | 610.2771 | 7.5234 | 0
6959 | 532.0267 | 6.5588 | 0
6960 | 337.4271 | 4.1598 | 0
6961 | 348.9543 | 4.3019 | 0
6962 | 387.1782 | 4.7731 | 0
6963 | 415.9777 | 5.1281 | 0
6964 | 512.1703 | 6.314 | 0
6965 | 779.3071 | 9.6072 | 0
6966 | 965.6837 | 11.9049 | 0
6967 | 972.9177 | 11.9941 | 0
6968 | 858.5523 | 10.5842 | 0
6969 | 776.5596 | 9.5734 | 0
6970 | 684.0598 | 8.433 | 0
6971 | 635.754 | 7.8375 | 0
6972 | 598.0494 | 7.3727 | 0
6973 | 570.1261 | 7.0285 | 0
6974 | 525.2874 | 6.4757 | 0
6975 | 521.5326 | 6.4294 | 0
6976 | 526.514 | 6.4908 | 0
6977 | 535.7196 | 6.6043 | 0
6978 | 591.5976 | 7.2932 | 0
6979 | 644.8848 | 7.9501 | 0
6980 | 621.2484 | 7.6587 | 0
6981 | 594.5453 | 7.3295 | 0
6982 | 487.151 | 6.0056 | 0
6983 | 376.4587 | 4.641 | 0
6984 | 189.7097 | 2.3387 | 0
6985 | 194.3194 | 2.3956 | 0
6986 | 211.386 | 2.606 | 0
6987 | 228.1491 | 2.8126 | 0
6988 | 288.9973 | 3.5627 | 0
6989 | 440.298 | 5.428 | 0
6990 | 539.1359 | 6.6464 | 0
6991 | 534.9536 | 6.5949 | 0
6992 | 476.9937 | 5.8803 | 0
6993 | 433.6161 | 5.3456 | 0
6994 | 386.6624 | 4.7667 | 0
6995 | 360.5585 | 4.4449 | 0
6996 | 341.3894 | 4.2086 | 0
6997 | 326.4205 | 4.0241 | 0
6998 | 303.1951 | 3.7378 | 0
6999 | 301.838 | 3.721 | 0
7000 | 305.7072 | 3.7687 | 0
7001 | 312.9502 | 3.858 | 0
7002 | 344.0074 | 4.2409 | 0
7003 | 373.9805 | 4.6104 | 0
7004 | 364.6245 | 4.4951 | 0
7005 | 348.9885 | 4.3023 | 0
7006 | 286.308 | 3.5296 | 0
7007 | 217.9287 | 2.6866 | 0
7008 | 239.3854 | 2.9511 | 0
7009 | 246.1045 | 3.034 | 0
7010 | 269.7734 | 3.3257 | 0
7011 | 290.6505 | 3.5831 | 0
7012 | 364.1687 | 4.4894 | 0
7013 | 554.5524 | 6.8365 | 0
7014 | 682.1393 | 8.4094 | 0
7015 | 680.8401 | 8.3933 | 0
7016 | 604.6464 | 7.454 | 0
7017 | 548.5983 | 6.7631 | 0
7018 | 486.9134 | 6.0026 | 0
7019 | 453.4655 | 5.5903 | 0
7020 | 428.2983 | 5.28 | 0
7021 | 409.0576 | 5.0428 | 0
7022 | 378.7939 | 4.6697 | 0
7023 | 376.7178 | 4.6441 | 0
7024 | 381.0848 | 4.698 | 0
7025 | 389.2275 | 4.7984 | 0
7026 | 428.5901 | 5.2836 | 0
7027 | 466.405 | 5.7498 | 0
7028 | 452.7025 | 5.5809 | 0
7029 | 433.2726 | 5.3414 | 0
7030 | 355.2887 | 4.38 | 0
7031 | 271.9677 | 3.3528 | 0
7032 | 370.9582 | 4.5731 | 0
7033 | 304.8035 | 3.7576 | 0
7034 | 337.1849 | 4.1568 | 0
7035 | 317.8692 | 3.9187 | 0
7036 | 401.3609 | 4.9479 | 0
7037 | 537.9346 | 6.6316 | 0
7038 | 601.7548 | 7.4184 | 0
7039 | 603.3499 | 7.4381 | 0
7040 | 606.0905 | 7.4718 | 0
7041 | 573.4011 | 7.0688 | 0
7042 | 568.6322 | 7.0101 | 0
7043 | 457.6214 | 5.6415 | 0
7044 | 462.4589 | 5.7012 | 0
7045 | 433.9977 | 5.3503 | 0
7046 | 445.4594 | 5.4916 | 0
7047 | 414.1276 | 5.1053 | 0
7048 | 426.292 | 5.2553 | 0
7049 | 396.4342 | 4.8872 | 0
7050 | 398.5791 | 4.9137 | 0
7051 | 444.2862 | 5.4771 | 0
7052 | 452.8271 | 5.5824 | 0
7053 | 435.1384 | 5.3644 | 0
7054 | 378.2869 | 4.6635 | 0
7055 | 287.2538 | 3.5412 | 0
7056 | 331.9969 | 4.0928 | 0
7057 | 343.6613 | 4.2366 | 0
7058 | 373.4472 | 4.6038 | 0
7059 | 435.8748 | 5.3734 | 0
7060 | 669.2599 | 8.2506 | 0
7061 | 896.7168 | 11.0547 | 0
7062 | 739.7151 | 9.1192 | 0
7063 | 826.209 | 10.1854 | 0
7064 | 696.6845 | 8.5887 | 0
7065 | 585.1079 | 7.2132 | 0
7066 | 563.5427 | 6.9473 | 0
7067 | 510.9169 | 6.2985 | 0
7068 | 509.6504 | 6.2829 | 0
7069 | 464.0196 | 5.7204 | 0
7070 | 464.0612 | 5.7209 | 0
7071 | 442.4213 | 5.4541 | 0
7072 | 489.9064 | 6.0395 | 0
7073 | 498.7227 | 6.1482 | 0
7074 | 543.7406 | 6.7032 | 0
7075 | 557.8798 | 6.8775 | 0
7076 | 558.5834 | 6.8862 | 0
7077 | 562.342 | 6.9325 | 0
7078 | 466.6274 | 5.7525 | 0
7079 | 382.6437 | 4.7172 | 0
7080 | 275.4601 | 3.3959 | 0
7081 | 283.9279 | 3.5002 | 0
7082 | 312.9039 | 3.8575 | 0
7083 | 336.7023 | 4.1508 | 0
7084 | 418.6377 | 5.1609 | 0
7085 | 637.275 | 7.8563 | 0
7086 | 786.4287 | 9.695 | 0
7087 | 788.1791 | 9.7166 | 0
7088 | 698.0093 | 8.605 | 0
7089 | 632.4446 | 7.7967 | 0
7090 | 559.4765 | 6.8972 | 0
7091 | 520.5732 | 6.4176 | 0
7092 | 490.815 | 6.0507 | 0
7093 | 468.3875 | 5.7742 | 0
7094 | 432.7826 | 5.3353 | 0
7095 | 430.097 | 5.3022 | 0
7096 | 434.7018 | 5.359 | 0
7097 | 443.2582 | 5.4645 | 0
7098 | 488.6938 | 6.0246 | 0
7099 | 532.2019 | 6.5609 | 0
7100 | 514.8872 | 6.3475 | 0
7101 | 492.7743 | 6.0749 | 0
7102 | 403.9436 | 4.9798 | 0
7103 | 310.4841 | 3.8276 | 0
7104 | 386.1968 | 4.761 | 0
7105 | 416.3024 | 5.1321 | 0
7106 | 428.8534 | 5.2869 | 0
7107 | 446.4784 | 5.5042 | 0
7108 | 530.0149 | 6.534 | 0
7109 | 700.968 | 8.6415 | 0
7110 | 808.6045 | 9.9684 | 0
7111 | 899.0504 | 11.0834 | 0
7112 | 909.3276 | 11.2101 | 0
7113 | 826.5406 | 10.1895 | 0
7114 | 764.2787 | 9.422 | 0
7115 | 726.4222 | 8.9553 | 0
7116 | 690.5264 | 8.5128 | 0
7117 | 655.4897 | 8.0808 | 0
7118 | 645.1616 | 7.9535 | 0
7119 | 646.6273 | 7.9716 | 0
7120 | 668.6786 | 8.2434 | 0
7121 | 699.5826 | 8.6244 | 0
7122 | 694.217 | 8.5583 | 0
7123 | 678.8365 | 8.3686 | 0
7124 | 627.6912 | 7.7381 | 0
7125 | 573.3818 | 7.0686 | 0
7126 | 504.0949 | 6.2144 | 0
7127 | 434.3423 | 5.3545 | 0
7128 | 300.5518 | 3.7052 | 0
7129 | 310.1899 | 3.824 | 0
7130 | 342.7486 | 4.2254 | 0
7131 | 368.593 | 4.544 | 0
7132 | 456.5491 | 5.6283 | 0
7133 | 694.8655 | 8.5662 | 0
7134 | 858.8738 | 10.5881 | 0
7135 | 862.5425 | 10.6334 | 0
7136 | 762.8076 | 9.4038 | 0
7137 | 690.6904 | 8.5148 | 0
7138 | 609.9985 | 7.52 | 0
7139 | 567.3266 | 6.994 | 0
7140 | 534.425 | 6.5884 | 0
7141 | 509.7989 | 6.2848 | 0
7142 | 470.5276 | 5.8006 | 0
7143 | 467.4367 | 5.7625 | 0
7144 | 472.2331 | 5.8217 | 0
7145 | 481.1281 | 5.9313 | 0
7146 | 530.7789 | 6.5434 | 0
7147 | 578.2472 | 7.1286 | 0
7148 | 558.5167 | 6.8854 | 0
7149 | 534.5224 | 6.5896 | 0
7150 | 438.0907 | 5.4007 | 0
7151 | 337.4282 | 4.1598 | 0
7152 | 327.4208 | 4.0364 | 0
7153 | 338.4563 | 4.1725 | 0
7154 | 375.1922 | 4.6253 | 0
7155 | 403.1835 | 4.9704 | 0
7156 | 497.0657 | 6.1278 | 0
7157 | 756.3696 | 9.3245 | 0
7158 | 936.7428 | 11.5481 | 0
7159 | 943.1012 | 11.6265 | 0
7160 | 832.6352 | 10.2647 | 0
7161 | 753.292 | 9.2865 | 0
7162 | 663.94 | 8.185 | 0
7163 | 617.1512 | 7.6082 | 0
7164 | 580.7274 | 7.1592 | 0
7165 | 553.6906 | 6.8259 | 0
7166 | 510.3405 | 6.2914 | 0
7167 | 506.7575 | 6.2473 | 0
7168 | 511.6768 | 6.3079 | 0
7169 | 520.7751 | 6.4201 | 0
7170 | 574.9673 | 7.0882 | 0
7171 | 626.6754 | 7.7256 | 0
7172 | 604.055 | 7.4467 | 0
7173 | 578.0939 | 7.1267 | 0
7174 | 473.7 | 5.8397 | 0
7175 | 365.7977 | 4.5095 | 0
7176 | 409.061 | 5.0429 | 0
7177 | 440.8139 | 5.4343 | 0
7178 | 454.6925 | 5.6054 | 0
7179 | 472.9756 | 5.8308 | 0
7180 | 560.2673 | 6.9069 | 0
7181 | 739.3014 | 9.1141 | 0
7182 | 854.8754 | 10.5388 | 0
7183 | 952.7854 | 11.7459 | 0
7184 | 964.2457 | 11.8871 | 0
7185 | 875.9149 | 10.7982 | 0
7186 | 809.3835 | 9.978 | 0
7187 | 769.1025 | 9.4814 | 0
7188 | 730.6907 | 9.0079 | 0
7189 | 693.1434 | 8.545 | 0
7190 | 682.0218 | 8.4079 | 0
7191 | 683.2369 | 8.4229 | 0
7192 | 706.2865 | 8.707 | 0
7193 | 738.8688 | 9.1087 | 0
7194 | 732.4554 | 9.0297 | 0
7195 | 715.4693 | 8.8203 | 0
7196 | 660.5153 | 8.1428 | 0
7197 | 603.3647 | 7.4382 | 0
7198 | 530.9332 | 6.5453 | 0
7199 | 458.9687 | 5.6581 | 0
7200 | 587.1136 | 7.2379 | 0
7201 | 653.4178 | 8.0553 | 0
7202 | 606.8521 | 7.4812 | 0
7203 | 641.7821 | 7.9118 | 0
7204 | 754.8286 | 9.3055 | 0
7205 | 941.6803 | 11.609 | 0
7206 | 1084.3737 | 13.3681 | 0
7207 | 1203.3126 | 14.8343 | 0
7208 | 1241.003 | 15.299 | 0
7209 | 1174.0029 | 14.473 | 0
7210 | 1057.6709 | 13.0389 | 0
7211 | 979.0351 | 12.0695 | 0
7212 | 959.1433 | 11.8242 | 0
7213 | 881.8992 | 10.872 | 0
7214 | 855.9978 | 10.5527 | 0
7215 | 859.3946 | 10.5946 | 0
7216 | 872.7402 | 10.7591 | 0
7217 | 864.5014 | 10.6575 | 0
7218 | 857.4951 | 10.5711 | 0
7219 | 841.3125 | 10.3716 | 0
7220 | 834.0646 | 10.2823 | 0
7221 | 794.2694 | 9.7917 | 0
7222 | 688.6299 | 8.4894 | 0
7223 | 584.3648 | 7.204 | 0
7224 | 1024.3092 | 12.6276 | 0
7225 | 1046.6176 | 12.9026 | 0
7226 | 1022.6838 | 12.6076 | 0
7227 | 1180.4097 | 14.552 | 0
7228 | 1360.9715 | 16.778 | 0
7229 | 1743.1982 | 21.49 | 0
7230 | 1553.0892 | 19.1464 | 0
7231 | 1600.1166 | 19.7261 | 0
7232 | 1620.8486 | 19.9817 | 0
7233 | 1491.4667 | 18.3867 | 0
7234 | 1413.1021 | 17.4206 | 0
7235 | 1402.2883 | 17.2873 | 0
7236 | 1363.7623 | 16.8124 | 0
7237 | 1261.3596 | 15.5499 | 0
7238 | 1253.0668 | 15.4477 | 0
7239 | 1276.8964 | 15.7415 | 0
7240 | 1321.1973 | 16.2876 | 0
7241 | 1339.3592 | 16.5115 | 0
7242 | 1356.6809 | 16.7251 | 0
7243 | 1393.8943 | 17.1838 | 0
7244 | 1318.2592 | 16.2514 | 0
7245 | 1376.2015 | 16.9657 | 0
7246 | 1180.4189 | 14.5521 | 0
7247 | 1116.0607 | 13.7587 | 0
7248 | 1013.7334 | 12.4972 | 0
7249 | 1060.2328 | 13.0705 | 0
7250 | 1095.5174 | 13.5055 | 0
7251 | 1134.6318 | 13.9877 | 0
7252 | 1281.3693 | 15.7966 | 0
7253 | 1626.6095 | 20.0527 | 0
7254 | 1971.8545 | 24.3089 | 0
7255 | 2187.7786 | 52.7738 | 35.1859
7256 | 2187.7786 | 72.7391 | 62.4114
7257 | 2187.7786 | 30.7581 | 5.1646
7258 | 2089.3023 | 25.7568 | 0
7259 | 1984.9429 | 24.4702 | 0
7260 | 1881.0039 | 23.1889 | 0
7261 | 1791.2687 | 22.0826 | 0
7262 | 1774.5838 | 21.8769 | 0
7263 | 1775.5412 | 21.8887 | 0
7264 | 1788.6709 | 22.0506 | 0
7265 | 1792.5007 | 22.0978 | 0
7266 | 1760.5671 | 21.7041 | 0
7267 | 1594.8217 | 19.6608 | 0
7268 | 1416.8749 | 17.4671 | 0
7269 | 1302.8535 | 16.0615 | 0
7270 | 1207.5777 | 14.8869 | 0
7271 | 1084.0985 | 13.3647 | 0
7272 | 857.2386 | 10.568 | 0
7273 | 897.1352 | 11.0598 | 0
7274 | 926.4029 | 11.4206 | 0
7275 | 960.9697 | 11.8468 | 0
7276 | 1089.2793 | 13.4286 | 0
7277 | 1393.0815 | 17.1738 | 0
7278 | 1673.844 | 20.635 | 0
7279 | 1896.7422 | 23.3829 | 0
7280 | 1934.0067 | 23.8423 | 0
7281 | 1852.8538 | 22.8418 | 0
7282 | 1763.7216 | 21.743 | 0
7283 | 1676.5896 | 20.6689 | 0
7284 | 1591.4362 | 19.6191 | 0
7285 | 1518.2539 | 18.7169 | 0
7286 | 1504.9448 | 18.5528 | 0
7287 | 1506.2696 | 18.5692 | 0
7288 | 1519.5481 | 18.7329 | 0
7289 | 1524.8472 | 18.7982 | 0
7290 | 1500.2163 | 18.4946 | 0
7291 | 1365.1605 | 16.8296 | 0
7292 | 1218.8089 | 15.0254 | 0
7293 | 1120.4032 | 13.8122 | 0
7294 | 1034.6659 | 12.7553 | 0
7295 | 920.3802 | 11.3464 | 0
7296 | 791.3246 | 9.7554 | 0
7297 | 828.3928 | 10.2124 | 0
7298 | 855.1731 | 10.5425 | 0
7299 | 887.7018 | 10.9435 | 0
7300 | 1007.9021 | 12.4253 | 0
7301 | 1293.2747 | 15.9434 | 0
7302 | 1547.7986 | 19.0811 | 0
7303 | 1749.135 | 21.5632 | 0
7304 | 1782.6381 | 21.9762 | 0
7305 | 1708.4464 | 21.0616 | 0
7306 | 1626.841 | 20.0556 | 0
7307 | 1546.8732 | 19.0697 | 0
7308 | 1469.4064 | 18.1147 | 0
7309 | 1402.9737 | 17.2958 | 0
7310 | 1391.0207 | 17.1484 | 0
7311 | 1392.4578 | 17.1661 | 0
7312 | 1405.6198 | 17.3284 | 0
7313 | 1411.3682 | 17.3992 | 0
7314 | 1389.6178 | 17.1311 | 0
7315 | 1267.068 | 15.6203 | 0
7316 | 1133.6845 | 13.976 | 0
7317 | 1042.0194 | 12.8459 | 0
7318 | 960.7253 | 11.8437 | 0
7319 | 851.1241 | 10.4926 | 0
7320 | 695.463 | 8.5736 | 0
7321 | 747.411 | 9.214 | 0
7322 | 779.8244 | 9.6136 | 0
7323 | 805.0953 | 9.9252 | 0
7324 | 935.5453 | 11.5333 | 0
7325 | 1209.154 | 14.9064 | 0
7326 | 1429.2568 | 17.6198 | 0
7327 | 1627.5399 | 20.0642 | 0
7328 | 1655.6936 | 20.4113 | 0
7329 | 1495.8241 | 18.4404 | 0
7330 | 1373.9107 | 16.9375 | 0
7331 | 1302.6622 | 16.0591 | 0
7332 | 1231.4606 | 15.1814 | 0
7333 | 1161.0441 | 14.3133 | 0
7334 | 1139.3883 | 14.0463 | 0
7335 | 1136.3649 | 14.009 | 0
7336 | 1170.9168 | 14.435 | 0
7337 | 1224.0308 | 15.0898 | 0
7338 | 1202.1113 | 14.8195 | 0
7339 | 1162.7487 | 14.3343 | 0
7340 | 1057.54 | 13.0373 | 0
7341 | 966.0187 | 11.909 | 0
7342 | 857.3182 | 10.569 | 0
7343 | 763.8987 | 9.4173 | 0
7344 | 546.0342 | 6.7315 | 0
7345 | 587.549 | 7.2433 | 0
7346 | 609.8438 | 7.5181 | 0
7347 | 631.7643 | 7.7883 | 0
7348 | 740.6094 | 9.1302 | 0
7349 | 966.4386 | 11.9142 | 0
7350 | 1130.8039 | 13.9405 | 0
7351 | 1275.1004 | 15.7193 | 0
7352 | 1294.1038 | 15.9536 | 0
7353 | 1172.0519 | 14.449 | 0
7354 | 1079.4812 | 13.3078 | 0
7355 | 1024.5303 | 12.6303 | 0
7356 | 970.7363 | 11.9672 | 0
7357 | 917.8037 | 11.3146 | 0
7358 | 901.7837 | 11.1171 | 0
7359 | 901.2304 | 11.1103 | 0
7360 | 930.0166 | 11.4652 | 0
7361 | 972.5343 | 11.9893 | 0
7362 | 959.2648 | 11.8257 | 0
7363 | 932.11 | 11.491 | 0
7364 | 853.7201 | 10.5246 | 0
7365 | 779.8447 | 9.6139 | 0
7366 | 689.3332 | 8.498 | 0
7367 | 605.6373 | 7.4663 | 0
7368 | 732.0221 | 9.0243 | 0
7369 | 815.2477 | 10.0503 | 0
7370 | 756.2349 | 9.3228 | 0
7371 | 798.2174 | 9.8404 | 0
7372 | 931.8747 | 11.4881 | 0
7373 | 1149.2772 | 14.1682 | 0
7374 | 1334.3183 | 16.4494 | 0
7375 | 1492.8256 | 18.4034 | 0
7376 | 1544.2972 | 19.038 | 0
7377 | 1460.9764 | 18.0108 | 0
7378 | 1311.4309 | 16.1672 | 0
7379 | 1211.0798 | 14.9301 | 0
7380 | 1186.3399 | 14.6251 | 0
7381 | 1086.1791 | 13.3903 | 0
7382 | 1052.2651 | 12.9722 | 0
7383 | 1054.7544 | 13.0029 | 0
7384 | 1068.4752 | 13.1721 | 0
7385 | 1053.9343 | 12.9928 | 0
7386 | 1041.3336 | 12.8375 | 0
7387 | 1017.8602 | 12.5481 | 0
7388 | 1009.0229 | 12.4392 | 0
7389 | 964.0971 | 11.8853 | 0
7390 | 837.5273 | 10.325 | 0
7391 | 717.9789 | 8.8512 | 0
7392 | 527.3767 | 6.5015 | 0
7393 | 632.9342 | 7.8028 | 0
7394 | 606.2119 | 7.4733 | 0
7395 | 643.4006 | 7.9318 | 0
7396 | 817.1579 | 10.0739 | 0
7397 | 1120.9988 | 13.8196 | 0
7398 | 928.0054 | 11.4404 | 0
7399 | 964.9457 | 11.8958 | 0
7400 | 886.8571 | 10.9331 | 0
7401 | 870.1696 | 10.7274 | 0
7402 | 779.2723 | 9.6068 | 0
7403 | 766.7493 | 9.4524 | 0
7404 | 763.6388 | 9.4141 | 0
7405 | 700.3129 | 8.6334 | 0
7406 | 689.5097 | 8.5002 | 0
7407 | 697.3265 | 8.5966 | 0
7408 | 725.5126 | 8.9441 | 0
7409 | 744.696 | 9.1806 | 0
7410 | 793.4857 | 9.782 | 0
7411 | 816.7094 | 10.0683 | 0
7412 | 855.2159 | 10.543 | 0
7413 | 844.8597 | 10.4154 | 0
7414 | 721.4365 | 8.8938 | 0
7415 | 620.6813 | 7.6517 | 0
7416 | 482.0787 | 5.943 | 0
7417 | 519.0326 | 6.3986 | 0
7418 | 537.4103 | 6.6252 | 0
7419 | 557.6242 | 6.8743 | 0
7420 | 656.3799 | 8.0918 | 0
7421 | 860.3157 | 10.6059 | 0
7422 | 1001.9331 | 12.3518 | 0
7423 | 1124.6162 | 13.8642 | 0
7424 | 1140.11 | 14.0552 | 0
7425 | 1033.7893 | 12.7445 | 0
7426 | 953.3642 | 11.753 | 0
7427 | 905.2591 | 11.16 | 0
7428 | 858.6389 | 10.5852 | 0
7429 | 812.8806 | 10.0211 | 0
7430 | 799.1439 | 9.8518 | 0
7431 | 799.409 | 9.8551 | 0
7432 | 825.51 | 10.1768 | 0
7433 | 863.3855 | 10.6437 | 0
7434 | 853.3015 | 10.5194 | 0
7435 | 830.8797 | 10.243 | 0
7436 | 763.4157 | 9.4113 | 0
7437 | 697.3574 | 8.597 | 0
7438 | 615.3085 | 7.5855 | 0
7439 | 537.1315 | 6.6217 | 0
7440 | 494.5492 | 6.0968 | 0
7441 | 532.4255 | 6.5637 | 0
7442 | 551.4238 | 6.7979 | 0
7443 | 572.0648 | 7.0524 | 0
7444 | 673.0793 | 8.2977 | 0
7445 | 881.7835 | 10.8706 | 0
7446 | 1027.4532 | 12.6664 | 0
7447 | 1153.8342 | 14.2244 | 0
7448 | 1169.8715 | 14.4221 | 0
7449 | 1060.6408 | 13.0755 | 0
7450 | 977.9904 | 12.0566 | 0
7451 | 928.5953 | 11.4477 | 0
7452 | 880.672 | 10.8569 | 0
7453 | 833.6217 | 10.2768 | 0
7454 | 819.4843 | 10.1025 | 0
7455 | 819.6724 | 10.1049 | 0
7456 | 846.3723 | 10.434 | 0
7457 | 885.1899 | 10.9126 | 0
7458 | 874.6636 | 10.7828 | 0
7459 | 851.4891 | 10.4971 | 0
7460 | 782.0859 | 9.6415 | 0
7461 | 714.4118 | 8.8072 | 0
7462 | 630.4783 | 7.7725 | 0
7463 | 550.7556 | 6.7897 | 0
7464 | 533.9175 | 6.5821 | 0
7465 | 574.5772 | 7.0833 | 0
7466 | 596.0912 | 7.3486 | 0
7467 | 617.7139 | 7.6151 | 0
7468 | 724.7262 | 8.9344 | 0
7469 | 946.5425 | 11.6689 | 0
7470 | 1106.4947 | 13.6408 | 0
7471 | 1246.5568 | 15.3675 | 0
7472 | 1264.8573 | 15.5931 | 0
7473 | 1145.8283 | 14.1257 | 0
7474 | 1055.5972 | 13.0133 | 0
7475 | 1001.9554 | 12.352 | 0
7476 | 949.5464 | 11.7059 | 0
7477 | 898.0018 | 11.0705 | 0
7478 | 882.4264 | 10.8785 | 0
7479 | 882.0505 | 10.8739 | 0
7480 | 910.3483 | 11.2227 | 0
7481 | 951.9965 | 11.7361 | 0
7482 | 939.3789 | 11.5806 | 0
7483 | 913.1667 | 11.2574 | 0
7484 | 836.8984 | 10.3172 | 0
7485 | 764.4793 | 9.4244 | 0
7486 | 675.5077 | 8.3276 | 0
7487 | 0 | 253.8621 | 346.1756
7488 | 0 | 138.8841 | 189.3874
7489 | 0 | 143.5408 | 195.7374
7490 | 0 | 159.0658 | 216.9079
7491 | 399.1346 | 4.9205 | 0
7492 | 0 | 210.8569 | 287.5322
7493 | 0 | 320.8619 | 437.539
7494 | 0 | 397.2946 | 541.7653
7495 | 933.6712 | 11.5102 | 0
7496 | 824.4593 | 10.1639 | 0
7497 | 745.9613 | 9.1962 | 0
7498 | 657.6214 | 8.1071 | 0
7499 | 611.3144 | 7.5362 | 0
7500 | 575.3022 | 7.0923 | 0
7501 | 548.5474 | 6.7625 | 0
7502 | 505.6742 | 6.2339 | 0
7503 | 502.1485 | 6.1904 | 0
7504 | 507.053 | 6.2509 | 0
7505 | 516.1266 | 6.3628 | 0
7506 | 569.7871 | 7.0243 | 0
7507 | 620.9986 | 7.6556 | 0
7508 | 598.715 | 7.3809 | 0
7509 | 572.9845 | 7.0637 | 0
7510 | 469.5241 | 5.7883 | 0
7511 | 362.4724 | 4.4685 | 0
7512 | 400.7251 | 4.9401 | 0
7513 | 0 | 184.9695 | 252.2311
7514 | 0 | 190.7081 | 260.0564
7515 | 0 | 198.4347 | 270.5927
7516 | 0 | 235.231 | 320.7696
7517 | 0 | 310.642 | 423.6028
7518 | 0 | 358.9068 | 489.4184
7519 | 0 | 399.6818 | 545.0207
7520 | 944.2311 | 11.6404 | 0
7521 | 857.917 | 10.5763 | 0
7522 | 792.9381 | 9.7753 | 0
7523 | 753.5397 | 9.2896 | 0
7524 | 716.0424 | 8.8273 | 0
7525 | 679.4074 | 8.3757 | 0
7526 | 668.5738 | 8.2421 | 0
7527 | 669.8778 | 8.2582 | 0
7528 | 692.5613 | 8.5378 | 0
7529 | 724.5307 | 8.932 | 0
7530 | 718.4941 | 8.8575 | 0
7531 | 702.0885 | 8.6553 | 0
7532 | 648.5176 | 7.9949 | 0
7533 | 592.4054 | 7.3031 | 0
7534 | 521.1272 | 6.4244 | 0
7535 | 449.9827 | 5.5474 | 0
7536 | 516.7294 | 6.3702 | 0
7537 | 574.853 | 7.0867 | 0
7538 | 534.2674 | 6.5864 | 0
7539 | 565.6641 | 6.9735 | 0
7540 | 668.1982 | 8.2375 | 0
7541 | 839.1402 | 10.3449 | 0
7542 | 961.755 | 11.8564 | 0
7543 | 1062.1774 | 13.0944 | 0
7544 | 1093.4821 | 13.4804 | 0
7545 | 1034.424 | 12.7523 | 0
7546 | 933.9148 | 11.5132 | 0
7547 | 865.6678 | 10.6719 | 0
7548 | 848.135 | 10.4557 | 0
7549 | 781.7569 | 9.6374 | 0
7550 | 759.636 | 9.3647 | 0
7551 | 763.3535 | 9.4106 | 0
7552 | 776.3161 | 9.5704 | 0
7553 | 770.8447 | 9.5029 | 0
7554 | 766.2898 | 9.4468 | 0
7555 | 753.4217 | 9.2881 | 0
7556 | 746.9596 | 9.2085 | 0
7557 | 709.979 | 8.7526 | 0
7558 | 614.8594 | 7.5799 | 0
7559 | 518.7364 | 6.3949 | 0
7560 | 411.1314 | 5.0684 | 0
7561 | 490.8506 | 6.0512 | 0
7562 | 469.9515 | 5.7935 | 0
7563 | 499.7393 | 6.1607 | 0
7564 | 636.7447 | 7.8497 | 0
7565 | 877.7838 | 10.8213 | 0
7566 | 737.749 | 9.0949 | 0
7567 | 762.8901 | 9.4048 | 0
7568 | 704.2816 | 8.6823 | 0
7569 | 689.0532 | 8.4946 | 0
7570 | 620.6229 | 7.651 | 0
7571 | 609.6707 | 7.516 | 0
7572 | 606.5009 | 7.4769 | 0
7573 | 559.4794 | 6.8972 | 0
7574 | 551.572 | 6.7997 | 0
7575 | 558.633 | 6.8868 | 0
7576 | 581.8312 | 7.1728 | 0
7577 | 598.44 | 7.3775 | 0
7578 | 636.4959 | 7.8467 | 0
7579 | 655.0574 | 8.0755 | 0
7580 | 682.7959 | 8.4175 | 0
7581 | 670.3043 | 8.2635 | 0
7582 | 571.9272 | 7.0507 | 0
7583 | 486.5701 | 5.9984 | 0
7584 | 332.9618 | 4.1047 | 0
7585 | 344.3288 | 4.2449 | 0
7586 | 382.0286 | 4.7096 | 0
7587 | 410.4494 | 5.06 | 0
7588 | 505.3969 | 6.2305 | 0
7589 | 769.0033 | 9.4802 | 0
7590 | 952.889 | 11.7471 | 0
7591 | 959.9932 | 11.8347 | 0
7592 | 847.1674 | 10.4438 | 0
7593 | 766.271 | 9.4465 | 0
7594 | 675.016 | 8.3215 | 0
7595 | 627.3539 | 7.734 | 0
7596 | 590.1566 | 7.2754 | 0
7597 | 562.6058 | 6.9358 | 0
7598 | 518.3686 | 6.3904 | 0
7599 | 514.6666 | 6.3448 | 0
7600 | 519.5866 | 6.4054 | 0
7601 | 528.6789 | 6.5175 | 0
7602 | 583.816 | 7.1972 | 0
7603 | 636.3981 | 7.8455 | 0
7604 | 613.0907 | 7.5581 | 0
7605 | 586.7384 | 7.2333 | 0
7606 | 0 | 205.9041 | 280.7784
7607 | 0 | 159.1119 | 216.9708
7608 | 0 | 147.2096 | 200.7404
7609 | 0 | 152.282 | 207.6572
7610 | 0 | 169.0604 | 230.5369
7611 | 0 | 181.6116 | 247.6521
7612 | 0 | 223.4209 | 304.6648
7613 | 0 | 339.9392 | 463.5535
7614 | 0 | 421.3877 | 574.6196
7615 | 0 | 424.7347 | 579.1837
7616 | 0 | 374.6936 | 510.9458
7617 | 791.1871 | 9.7537 | 0
7618 | 696.691 | 8.5888 | 0
7619 | 647.4283 | 7.9814 | 0
7620 | 608.9116 | 7.5066 | 0
7621 | 580.4287 | 7.1555 | 0
7622 | 534.6473 | 6.5911 | 0
7623 | 530.7818 | 6.5434 | 0
7624 | 535.7983 | 6.6053 | 0
7625 | 0 | 233.4467 | 318.3364
7626 | 0 | 257.833 | 351.5904
7627 | 0 | 281.0803 | 383.2913
7628 | 0 | 270.6773 | 369.1055
7629 | 0 | 259.042 | 353.2391
7630 | 0 | 212.2423 | 289.4213
7631 | 0 | 164.0927 | 223.7628
7632 | 0 | 323.3103 | 440.8776
7633 | 0 | 347.3272 | 473.628
7634 | 0 | 362.9711 | 494.9606
7635 | 0 | 374.3398 | 510.4634
7636 | 0 | 433.8123 | 591.5622
7637 | 1305.1844 | 16.0902 | 0
7638 | 1547.6893 | 19.0798 | 0
7639 | 1767.7612 | 21.7928 | 0
7640 | 1799.6411 | 22.1858 | 0
7641 | 1624.6357 | 20.0284 | 0
7642 | 1490.9656 | 18.3805 | 0
7643 | 1413.2087 | 17.4219 | 0
7644 | 1335.0255 | 16.4581 | 0
7645 | 1257.5902 | 15.5035 | 0
7646 | 1233.6657 | 15.2085 | 0
7647 | 1229.6086 | 15.1585 | 0
7648 | 1266.4063 | 15.6122 | 0
7649 | 1323.7108 | 16.3186 | 0
7650 | 0 | 556.0267 | 758.2182
7651 | 0 | 537.0436 | 732.3321
7652 | 0 | 487.365 | 664.5887
7653 | 0 | 445.1864 | 607.0723
7654 | 0 | 395.5956 | 539.4485
7655 | 0 | 354.054 | 482.8009
7656 | 0 | 297.2181 | 405.2974
7657 | 0 | 319.4224 | 435.576
7658 | 0 | 333.26 | 454.4455
7659 | 0 | 344.0697 | 469.186
7660 | 0 | 399.85 | 545.25
7661 | 0 | 516.8331 | 704.7725
7662 | 0 | 610.8582 | 832.9884
7663 | 0 | 695.5443 | 948.4696
7664 | 1652.0524 | 20.3664 | 0
7665 | 1492.5662 | 18.4002 | 0
7666 | 1370.9508 | 16.901 | 0
7667 | 1299.8671 | 16.0247 | 0
7668 | 1228.8425 | 15.1491 | 0
7669 | 1158.604 | 14.2832 | 0
7670 | 1137.0058 | 14.0169 | 0
7671 | 1134.0088 | 13.98 | 0
7672 | 1168.5043 | 14.4052 | 0
7673 | 1221.5125 | 15.0587 | 0
7674 | 1199.6836 | 14.7896 | 0
7675 | 1160.4472 | 14.3059 | 0
7676 | 1055.512 | 13.0123 | 0
7677 | 964.1663 | 11.8862 | 0
7678 | 855.6439 | 10.5483 | 0
7679 | 762.3128 | 9.3977 | 0
7680 | 627.1294 | 7.7312 | 0
7681 | 674.336 | 8.3132 | 0
7682 | 701.9941 | 8.6541 | 0
7683 | 725.8173 | 8.9478 | 0
7684 | 846.6481 | 10.4374 | 0
7685 | 1098.8542 | 13.5466 | 0
7686 | 1293.1255 | 15.9416 | 0
7687 | 1466.2586 | 18.0759 | 0
7688 | 1490.1021 | 18.3699 | 0
7689 | 1347.6672 | 16.6139 | 0
7690 | 1239.2999 | 15.278 | 0
7691 | 1175.5445 | 14.492 | 0
7692 | 1112.3889 | 13.7134 | 0
7693 | 1050.0633 | 12.9451 | 0
7694 | 1031.0247 | 12.7104 | 0
7695 | 1029.2047 | 12.688 | 0
7696 | 1061.1873 | 13.0822 | 0
7697 | 1109.4887 | 13.6777 | 0
7698 | 1091.6848 | 13.4582 | 0
7699 | 1058.057 | 13.0436 | 0
7700 | 965.2835 | 11.8999 | 0
7701 | 881.7497 | 10.8701 | 0
7702 | 781.1573 | 9.63 | 0
7703 | 691.7644 | 8.528 | 0
7704 | 651.545 | 8.0322 | 0
7705 | 725.3614 | 8.9422 | 0
7706 | 673.2812 | 8.3002 | 0
7707 | 711.3799 | 8.7698 | 0
7708 | 833.7432 | 10.2783 | 0
7709 | 1034.5046 | 12.7533 | 0
7710 | 1195.8781 | 14.7427 | 0
7711 | 1332.1968 | 16.4232 | 0
7712 | 1375.9211 | 16.9622 | 0
7713 | 1301.6597 | 16.0468 | 0
7714 | 1170.654 | 14.4317 | 0
7715 | 1082.4111 | 13.3439 | 0
7716 | 1060.3624 | 13.0721 | 0
7717 | 973.0093 | 11.9952 | 0
7718 | 943.5791 | 11.6324 | 0
7719 | 946.609 | 11.6697 | 0
7720 | 960.1825 | 11.8371 | 0
7721 | 949.2308 | 11.702 | 0
7722 | 939.8179 | 11.586 | 0
7723 | 920.4626 | 11.3474 | 0
7724 | 912.5038 | 11.2493 | 0
7725 | 870.3292 | 10.7294 | 0
7726 | 755.2757 | 9.311 | 0
7727 | 643.9965 | 7.9391 | 0
7728 | 733.4038 | 9.0413 | 0
7729 | 886.1465 | 10.9243 | 0
7730 | 849.1394 | 10.4681 | 0
7731 | 899.0145 | 11.083 | 0
7732 | 1137.0718 | 14.0177 | 0
7733 | 1549.9639 | 19.1078 | 0
7734 | 1257.4751 | 15.5021 | 0
7735 | 1317.3053 | 16.2396 | 0
7736 | 1203.4648 | 14.8362 | 0
7737 | 1185.3911 | 14.6134 | 0
7738 | 1053.36 | 12.9857 | 0
7739 | 1038.6963 | 12.805 | 0
7740 | 1036.0935 | 12.7729 | 0
7741 | 942.6019 | 11.6203 | 0
7742 | 926.3882 | 11.4204 | 0
7743 | 935.0215 | 11.5269 | 0
7744 | 971.3852 | 11.9752 | 0
7745 | 994.2375 | 12.2569 | 0
7746 | 1062.04 | 13.0927 | 0
7747 | 1093.2799 | 13.4779 | 0
7748 | 1152.1041 | 14.203 | 0
7749 | 1147.9219 | 14.1515 | 0
7750 | 981.2759 | 12.0971 | 0
7751 | 856.9129 | 10.564 | 0
7752 | 611.4622 | 7.5381 | 0
7753 | 657.5384 | 8.1061 | 0
7754 | 684.2937 | 8.4359 | 0
7755 | 707.6613 | 8.724 | 0
7756 | 825.9051 | 10.1817 | 0
7757 | 1072.55 | 13.2223 | 0
7758 | 1261.4006 | 15.5504 | 0
7759 | 1429.4437 | 17.6221 | 0
7760 | 1452.4831 | 17.9061 | 0
7761 | 1313.8396 | 16.1969 | 0
7762 | 1208.3911 | 14.897 | 0
7763 | 1146.2949 | 14.1314 | 0
7764 | 1084.8588 | 13.3741 | 0
7765 | 1024.2484 | 12.6269 | 0
7766 | 1005.7514 | 12.3988 | 0
7767 | 1004.0992 | 12.3785 | 0
7768 | 1035.3941 | 12.7643 | 0
7769 | 1082.5437 | 13.3455 | 0
7770 | 1065.4493 | 13.1348 | 0
7771 | 1032.9136 | 12.7337 | 0
7772 | 942.7408 | 11.622 | 0
7773 | 861.1583 | 10.6163 | 0
7774 | 762.7318 | 9.4029 | 0
7775 | 674.8769 | 8.3198 | 0
7776 | 638.2866 | 7.8687 | 0
7777 | 686.2794 | 8.4604 | 0
7778 | 714.6617 | 8.8103 | 0
7779 | 738.7557 | 9.1073 | 0
7780 | 861.2636 | 10.6176 | 0
7781 | 1117.1466 | 13.7721 | 0
7782 | 1315.4956 | 16.2173 | 0
7783 | 1492.5464 | 18.4 | 0
7784 | 1517.0422 | 18.702 | 0
7785 | 1371.8182 | 16.9117 | 0
7786 | 1261.2913 | 15.5491 | 0
7787 | 1196.3289 | 14.7482 | 0
7788 | 1131.8946 | 13.9539 | 0
7789 | 1068.2869 | 13.1698 | 0
7790 | 1048.8372 | 12.93 | 0
7791 | 1046.8509 | 12.9055 | 0
7792 | 1079.2805 | 13.3053 | 0
7793 | 1128.3813 | 13.9106 | 0
7794 | 1109.9706 | 13.6836 | 0
7795 | 1075.4687 | 13.2583 | 0
7796 | 980.7346 | 12.0904 | 0
7797 | 895.8632 | 11.0441 | 0
7798 | 793.8613 | 9.7867 | 0
7799 | 703.6395 | 8.6744 | 0
7800 | 521.7486 | 6.4321 | 0
7801 | 561.5478 | 6.9227 | 0
7802 | 582.2848 | 7.1784 | 0
7803 | 603.6037 | 7.4412 | 0
7804 | 708.7609 | 8.7375 | 0
7805 | 926.5222 | 11.4221 | 0
7806 | 1082.0612 | 13.3396 | 0
7807 | 1217.8965 | 15.0141 | 0
7808 | 1235.498 | 15.2311 | 0
7809 | 1119.497 | 13.8011 | 0
7810 | 1031.6085 | 12.7176 | 0
7811 | 979.2793 | 12.0725 | 0
7812 | 928.2564 | 11.4435 | 0
7813 | 878.1006 | 10.8252 | 0
7814 | 862.9695 | 10.6386 | 0
7815 | 862.7676 | 10.6361 | 0
7816 | 890.5712 | 10.9789 | 0
7817 | 931.3443 | 11.4815 | 0
7818 | 919.3724 | 11.334 | 0
7819 | 894.0985 | 11.0224 | 0
7820 | 819.9514 | 10.1083 | 0
7821 | 748.9994 | 9.2336 | 0
7822 | 661.5861 | 8.156 | 0
7823 | 579.7549 | 7.1472 | 0
7824 | 523.9692 | 6.4595 | 0
7825 | 563.9127 | 6.9519 | 0
7826 | 584.8466 | 7.2099 | 0
7827 | 606.1846 | 7.473 | 0
7828 | 711.5681 | 8.7722 | 0
7829 | 929.8771 | 11.4635 | 0
7830 | 1086.3689 | 13.3927 | 0
7831 | 1223.1744 | 15.0792 | 0
7832 | 1240.9576 | 15.2984 | 0
7833 | 1124.3435 | 13.8608 | 0
7834 | 1035.9725 | 12.7714 | 0
7835 | 983.3865 | 12.1231 | 0
7836 | 932.0739 | 11.4905 | 0
7837 | 881.6235 | 10.8686 | 0
7838 | 866.3942 | 10.6808 | 0
7839 | 866.1287 | 10.6776 | 0
7840 | 893.9935 | 11.0211 | 0
7841 | 934.912 | 11.5255 | 0
7842 | 922.7535 | 11.3756 | 0
7843 | 897.2428 | 11.0611 | 0
7844 | 822.6351 | 10.1414 | 0
7845 | 751.4506 | 9.2638 | 0
7846 | 663.8432 | 8.1838 | 0
7847 | 582.0202 | 7.1751 | 0
7848 | 574.7942 | 7.086 | 0
7849 | 618.334 | 7.6228 | 0
7850 | 642.5032 | 7.9207 | 0
7851 | 665.1167 | 8.1995 | 0
7852 | 778.2687 | 9.5944 | 0
7853 | 1013.5486 | 12.4949 | 0
7854 | 1188.4461 | 14.6511 | 0
7855 | 1342.8698 | 16.5548 | 0
7856 | 1363.5625 | 16.8099 | 0
7857 | 1234.3123 | 15.2165 | 0
7858 | 1136.1669 | 14.0066 | 0
7859 | 1078.1022 | 13.2908 | 0
7860 | 1021.0066 | 12.5869 | 0
7861 | 964.7634 | 11.8935 | 0
7862 | 947.6814 | 11.6829 | 0
7863 | 946.6948 | 11.6708 | 0
7864 | 976.6291 | 12.0398 | 0
7865 | 1021.2051 | 12.5893 | 0
7866 | 1006.3621 | 12.4064 | 0
7867 | 976.9444 | 12.0437 | 0
7868 | 893.4903 | 11.0149 | 0
7869 | 816.1719 | 10.0617 | 0
7870 | 722.0401 | 8.9013 | 0
7871 | 636.2333 | 7.8434 | 0
7872 | 571.4456 | 7.0447 | 0
7873 | 635.9263 | 7.8397 | 0
7874 | 590.696 | 7.2821 | 0
7875 | 624.8465 | 7.7031 | 0
7876 | 735.5852 | 9.0682 | 0
7877 | 918.9644 | 11.3289 | 0
7878 | 1057.1565 | 13.0325 | 0
7879 | 1171.9282 | 14.4474 | 0
7880 | 1208.1772 | 14.8943 | 0
7881 | 1142.9441 | 14.0901 | 0
7882 | 1030.1544 | 12.6997 | 0
7883 | 953.8414 | 11.7589 | 0
7884 | 934.4744 | 11.5201 | 0
7885 | 859.6663 | 10.5979 | 0
7886 | 834.6137 | 10.2891 | 0
7887 | 838.0896 | 10.3319 | 0
7888 | 851.3629 | 10.4955 | 0
7889 | 843.7591 | 10.4018 | 0
7890 | 837.3156 | 10.3224 | 0
7891 | 821.8855 | 10.1321 | 0
7892 | 814.8117 | 10.0449 | 0
7893 | 775.6221 | 9.5618 | 0
7894 | 672.3016 | 8.2881 | 0
7895 | 569.8026 | 7.0245 | 0
7896 | 504.2354 | 6.2162 | 0
7897 | 604.5944 | 7.4534 | 0
7898 | 579.0299 | 7.1382 | 0
7899 | 614.7623 | 7.5787 | 0
7900 | 781.2363 | 9.631 | 0
7901 | 1072.6641 | 13.2237 | 0
7902 | 890.4355 | 10.9772 | 0
7903 | 924.9489 | 11.4027 | 0
7904 | 850.7866 | 10.4884 | 0
7905 | 834.3423 | 10.2857 | 0
7906 | 747.9694 | 9.2209 | 0
7907 | 735.7338 | 9.0701 | 0
7908 | 732.5955 | 9.0314 | 0
7909 | 672.5655 | 8.2913 | 0
7910 | 662.3497 | 8.1654 | 0
7911 | 670.0367 | 8.2602 | 0
7912 | 697.2559 | 8.5957 | 0
7913 | 715.9621 | 8.8263 | 0
7914 | 762.6154 | 9.4015 | 0
7915 | 784.9208 | 9.6764 | 0
7916 | 821.235 | 10.1241 | 0
7917 | 810.3595 | 9.99 | 0
7918 | 691.8762 | 8.5294 | 0
7919 | 594.0411 | 7.3233 | 0
7920 | 578.0804 | 7.1265 | 0
7921 | 621.8175 | 7.6657 | 0
7922 | 646.3484 | 7.9681 | 0
7923 | 668.9438 | 8.2467 | 0
7924 | 782.2876 | 9.644 | 0
7925 | 1018.1327 | 12.5515 | 0
7926 | 1194.6285 | 14.7273 | 0
7927 | 1350.7415 | 16.6518 | 0
7928 | 1371.7723 | 16.9111 | 0
7929 | 1241.5374 | 15.3056 | 0
7930 | 1142.6078 | 14.086 | 0
7931 | 1084.1411 | 13.3652 | 0
7932 | 1026.5697 | 12.6555 | 0
7933 | 969.8382 | 11.9561 | 0
7934 | 952.5889 | 11.7434 | 0
7935 | 951.4677 | 11.7296 | 0
7936 | 981.4556 | 12.0993 | 0
7937 | 1026.2287 | 12.6513 | 0
7938 | 1011.0216 | 12.4638 | 0
7939 | 981.1701 | 12.0958 | 0
7940 | 896.9403 | 11.0574 | 0
7941 | 819.3229 | 10.1005 | 0
7942 | 725.019 | 8.938 | 0
7943 | 639.4547 | 7.8831 | 0
7944 | 511.9258 | 6.311 | 0
7945 | 551.0353 | 6.7931 | 0
7946 | 571.1237 | 7.0408 | 0
7947 | 592.2114 | 7.3007 | 0
7948 | 695.9147 | 8.5792 | 0
7949 | 910.4773 | 11.2243 | 0
7950 | 1062.3966 | 13.0971 | 0
7951 | 1194.7429 | 14.7287 | 0
7952 | 1211.7592 | 14.9385 | 0
7953 | 1098.2261 | 13.5388 | 0
7954 | 1012.2499 | 12.4789 | 0
7955 | 960.9867 | 11.847 | 0
7956 | 911.0971 | 11.2319 | 0
7957 | 862.0782 | 10.6276 | 0
7958 | 847.3124 | 10.4456 | 0
7959 | 847.2633 | 10.445 | 0
7960 | 874.6792 | 10.783 | 0
7961 | 914.7514 | 11.277 | 0
7962 | 903.3275 | 11.1362 | 0
7963 | 878.8363 | 10.8342 | 0
7964 | 806.4301 | 9.9416 | 0
7965 | 736.6486 | 9.0813 | 0
7966 | 650.4581 | 8.0188 | 0
7967 | 569.3206 | 7.0185 | 0
7968 | 332.3588 | 4.0973 | 0
7969 | 343.6213 | 4.2361 | 0
7970 | 381.0546 | 4.6976 | 0
7971 | 409.4494 | 5.0477 | 0
7972 | 504.5283 | 6.2198 | 0
7973 | 767.707 | 9.4642 | 0
7974 | 950.9931 | 11.7238 | 0
7975 | 957.7146 | 11.8066 | 0
7976 | 845.3773 | 10.4217 | 0
7977 | 764.7493 | 9.4278 | 0
7978 | 673.8862 | 8.3076 | 0
7979 | 626.3576 | 7.7217 | 0
7980 | 589.3187 | 7.2651 | 0
7981 | 561.8505 | 6.9264 | 0
7982 | 517.7823 | 6.3832 | 0
7983 | 514.1209 | 6.338 | 0
7984 | 0 | 222.318 | 303.1609
7985 | 0 | 226.2448 | 308.5157
7986 | 0 | 249.81 | 340.65
7987 | 0 | 272.29 | 371.3045
7988 | 0 | 262.4012 | 357.8198
7989 | 0 | 251.1232 | 342.4407
7990 | 0 | 205.7696 | 280.595
7991 | 0 | 158.9442 | 216.7421
7992 | 0 | 201.5993 | 274.9081
7993 | 0 | 217.0869 | 296.0275
7994 | 0 | 224.6254 | 306.3074
7995 | 0 | 233.1753 | 317.9664
7996 | 0 | 274.7727 | 374.69
7997 | 0 | 360.5682 | 491.684
7998 | 0 | 419.3979 | 571.9063
7999 | 0 | 470.1728 | 641.1448
8000 | 0 | 476.5078 | 649.7834
8001 | 0 | 432.2072 | 589.3735
8002 | 930.9546 | 11.4767 | 0
8003 | 884.0918 | 10.899 | 0
8004 | 838.8008 | 10.3407 | 0
8005 | 794.3778 | 9.793 | 0
8006 | 781.0719 | 9.629 | 0
8007 | 0 | 334.7229 | 456.4403
8008 | 0 | 345.7152 | 471.4298
8009 | 0 | 361.5922 | 493.0802
8010 | 0 | 357.5585 | 487.5798
8011 | 0 | 348.3565 | 475.0316
8012 | 0 | 320.3399 | 436.8272
8013 | 0 | 292.6213 | 399.029
8014 | 0 | 258.069 | 351.9123
8015 | 0 | 224.8949 | 306.6748
8016 | 0 | 315.4946 | 430.2199
8017 | 0 | 338.9715 | 462.2339
8018 | 0 | 354.0619 | 482.8117
8019 | 0 | 365.2714 | 498.0973
8020 | 0 | 423.6632 | 577.7225
8021 | 0 | 546.4373 | 745.1417
8022 | 0 | 647.3201 | 882.7093
8023 | 0 | 738.6641 | 1007.2693
8024 | 0 | 751.8156 | 1025.2032
8025 | 1585.0538 | 19.5404 | 0
8026 | 1455.0235 | 17.9374 | 0
8027 | 1379.2745 | 17.0036 | 0
8028 | 1303.2551 | 16.0664 | 0
8029 | 1227.9972 | 15.1387 | 0
8030 | 1204.7785 | 14.8524 | 0
8031 | 1201.0557 | 14.8065 | 0
8032 | 1237.1791 | 15.2518 | 0
8033 | 1293.2042 | 15.9425 | 0
8034 | 1268.8607 | 15.6424 | 0
8035 | 1226.096 | 15.1152 | 0
8036 | 1113.4547 | 13.7266 | 0
8037 | 1017.0925 | 12.5386 | 0
8038 | 903.4338 | 11.1375 | 0
8039 | 807.4421 | 9.9541 | 0
8040 | 962.4414 | 11.8649 | 0
8041 | 994.8809 | 12.2648 | 0
8042 | 1030.227 | 12.7006 | 0
8043 | 1039.612 | 12.8163 | 0
8044 | 1180.183 | 14.5492 | 0
8045 | 1410.2549 | 17.3855 | 0
8046 | 1823.8949 | 22.4848 | 0
8047 | 1910.3614 | 23.5508 | 0
8048 | 1951.3457 | 24.056 | 0
8049 | 1840.07 | 22.6842 | 0
8050 | 1760.5569 | 21.704 | 0
8051 | 1643.079 | 20.2558 | 0
8052 | 1553.9432 | 19.1569 | 0
8053 | 1524.6866 | 18.7962 | 0
8054 | 1495.5427 | 18.4369 | 0
8055 | 1423.3096 | 17.5465 | 0
8056 | 1431.3289 | 17.6453 | 0
8057 | 1433.2588 | 17.6691 | 0
8058 | 1297.5007 | 15.9955 | 0
8059 | 1284.1817 | 15.8313 | 0
8060 | 1253.2208 | 15.4496 | 0
8061 | 1235.0772 | 15.2259 | 0
8062 | 1085.3973 | 13.3807 | 0
8063 | 1013.1997 | 12.4906 | 0
8064 | 1102.2454 | 13.5884 | 0
8065 | 1125.6328 | 13.8767 | 0
8066 | 1099.284 | 13.5519 | 0
8067 | 1270.0236 | 15.6568 | 0
8068 | 1462.8485 | 18.0339 | 0
8069 | 1869.1948 | 23.0433 | 0
8070 | 1662.0169 | 20.4892 | 0
8071 | 1714.1736 | 21.1322 | 0
8072 | 1737.0936 | 21.4148 | 0
8073 | 1596.6357 | 19.6832 | 0
8074 | 1511.9971 | 18.6398 | 0
8075 | 1501.2065 | 18.5068 | 0
8076 | 1459.4464 | 17.9919 | 0
8077 | 1347.8447 | 16.6161 | 0
8078 | 1338.6767 | 16.5031 | 0
8079 | 1364.4112 | 16.8204 | 0
8080 | 1411.5298 | 17.4012 | 0
8081 | 1430.3332 | 17.633 | 0
8082 | 1448.5958 | 17.8582 | 0
8083 | 1489.2374 | 18.3592 | 0
8084 | 1407.45 | 17.3509 | 0
8085 | 1473.1984 | 18.1615 | 0
8086 | 0 | 541.1319 | 737.9071
8087 | 0 | 513.7816 | 700.6113
8088 | 0 | 410.6482 | 559.9748
8089 | 0 | 429.5678 | 585.7743
8090 | 0 | 443.7785 | 605.1525
8091 | 0 | 459.8392 | 627.0534
8092 | 0 | 519.8925 | 708.9443
8093 | 0 | 661.4623 | 901.9941
8094 | 0 | 799.6952 | 1090.4934
8095 | 0 | 910.0262 | 1240.9448
8096 | 0 | 928.5974 | 1266.2691
8097 | 0 | 889.1425 | 1212.4671
8098 | 1975.0606 | 24.3484 | 0
8099 | 1876.734 | 23.1362 | 0
8100 | 1779.354 | 21.9357 | 0
8101 | 1695.3946 | 20.9007 | 0
8102 | 1679.8845 | 20.7095 | 0
8103 | 0 | 719.9446 | 981.7426
8104 | 0 | 725.5785 | 989.4252
8105 | 0 | 727.4284 | 991.9478
8106 | 0 | 714.8364 | 974.777
8107 | 0 | 648.4348 | 884.2293
8108 | 0 | 576.9489 | 786.7485
8109 | 0 | 530.4727 | 723.3719
8110 | 0 | 491.1289 | 669.7212
8111 | 0 | 439.6793 | 599.5627
8112 | 0 | 422.9063 | 576.6903
8113 | 0 | 442.3645 | 603.2244
8114 | 0 | 457.0253 | 623.2163
8115 | 0 | 473.4978 | 645.6788
8116 | 0 | 535.1523 | 729.7531
8117 | 0 | 680.4108 | 927.833
8118 | 0 | 823.2768 | 1122.6502
8119 | 0 | 937.3832 | 1278.2498
8120 | 0 | 956.6064 | 1304.4633
8121 | 0 | 915.8952 | 1248.9481
8122 | 2034.3393 | 25.0792 | 0
8123 | 1932.9594 | 23.8294 | 0
8124 | 1832.3827 | 22.5895 | 0
8125 | 1745.6315 | 21.52 | 0
8126 | 0 | 740.7636 | 1010.1322
8127 | 0 | 741.2166 | 1010.7499
8128 | 0 | 746.9201 | 1018.5274
8129 | 0 | 748.7319 | 1020.9981
8130 | 0 | 735.6565 | 1003.168
8131 | 0 | 667.0416 | 909.6022
8132 | 0 | 593.2349 | 808.9567
8133 | 0 | 545.4614 | 743.811
8134 | 0 | 505.1773 | 688.8782
8135 | 0 | 452.6391 | 617.2352
8136 | 0 | 360.1241 | 491.0784
8137 | 0 | 376.9086 | 513.9662
8138 | 0 | 389.1801 | 530.7002
8139 | 0 | 403.7637 | 550.5868
8140 | 0 | 457.8422 | 624.3303
8141 | 0 | 585.9626 | 799.04
8142 | 0 | 703.4446 | 959.2426
8143 | 0 | 796.6407 | 1086.3282
8144 | 0 | 812.2057 | 1107.5532
8145 | 0 | 778.1857 | 1061.1624
8146 | 1729.6795 | 21.3234 | 0
8147 | 1644.3233 | 20.2711 | 0
8148 | 1561.0655 | 19.2447 | 0
8149 | 1489.546 | 18.363 | 0
8150 | 1476.5694 | 18.203 | 0
8151 | 0 | 632.9817 | 863.1569
8152 | 0 | 638.6506 | 870.8871
8153 | 0 | 640.9625 | 874.0398
8154 | 0 | 630.7139 | 860.0645
8155 | 0 | 574.1897 | 782.986
8156 | 0 | 512.8795 | 699.3812
8157 | 0 | 471.4568 | 642.8956
8158 | 0 | 435.2235 | 593.4865
8159 | 0 | 386.8013 | 527.4563
8160 | 0 | 444.3075 | 605.8739
8161 | 0 | 464.661 | 633.6286
8162 | 0 | 480.1522 | 654.7531
8163 | 0 | 497.2266 | 678.0363
8164 | 0 | 561.3442 | 765.4693
8165 | 0 | 712.1096 | 971.0586
8166 | 0 | 863.9447 | 1178.1064
8167 | 0 | 985.4797 | 1343.8359
8168 | 2187.7786 | 95.9722 | 94.0929
8169 | 2187.7786 | 52.9311 | 35.4005
8170 | 2138.3931 | 26.3619 | 0
8171 | 2031.4773 | 25.0439 | 0
8172 | 1924.8161 | 23.729 | 0
8173 | 1832.6946 | 22.5933 | 0
8174 | 1815.5338 | 22.3818 | 0
8175 | 0 | 777.9754 | 1060.8756
8176 | 0 | 783.6292 | 1068.5853
8177 | 0 | 785.2123 | 1070.7441
8178 | 0 | 771.1063 | 1051.5086
8179 | 0 | 698.2256 | 952.1259
8180 | 0 | 620.0425 | 845.5125
8181 | 0 | 570.1603 | 777.4913
8182 | 0 | 528.6415 | 720.8748
8183 | 0 | 474.9792 | 647.6989
8184 | 0 | 568.4541 | 775.1646
8185 | 0 | 579.7431 | 790.5588
8186 | 0 | 585.3877 | 798.2559
8187 | 0 | 611.5922 | 833.9894
8188 | 0 | 663.3396 | 904.554
8189 | 0 | 865.0768 | 1179.6502
8190 | 0 | 1057.6021 | 1442.1847
8191 | 0 | 1190.2769 | 1623.1049
8192 | 0 | 1207.778 | 1646.9701
8193 | 2187.7786 | 278.2203 | 342.6129
8194 | 2187.7786 | 228.9336 | 275.4039
8195 | 2187.7786 | 205.1416 | 242.9602
8196 | 2187.7786 | 146.0011 | 162.3141
8197 | 2187.7786 | 71.5354 | 60.77
8198 | 2187.7786 | 81.7837 | 74.7449
8199 | 2187.7786 | 53.1359 | 35.6798
8200 | 0 | 932.3356 | 1271.3667
8201 | 0 | 934.2595 | 1273.9902
8202 | 0 | 896.0888 | 1221.9393
8203 | 0 | 812.9832 | 1108.6135
8204 | 0 | 718.4308 | 979.6784
8205 | 0 | 675.7813 | 921.52
8206 | 0 | 646.5331 | 881.6361
8207 | 0 | 589.093 | 803.3086
8208 | 0 | 676.9536 | 923.1186
8209 | 0 | 695.881 | 948.9286
8210 | 0 | 710.3267 | 968.6274
8211 | 0 | 705.0305 | 961.4052
8212 | 0 | 783.6423 | 1068.6032
8213 | 0 | 895.2406 | 1220.7827
8214 | 0 | 1140.521 | 1555.2559
8215 | 2187.7786 | 363.5719 | 459.0016
8216 | 2187.7786 | 332.0198 | 415.9759
8217 | 2187.7786 | 264.6952 | 324.1697
8218 | 2187.7786 | 274.5788 | 337.6473
8219 | 2187.7786 | 224.1243 | 268.8458
8220 | 2187.7786 | 168.3986 | 192.8562
8221 | 2187.7786 | 163.6001 | 186.3127
8222 | 2187.7786 | 115.8618 | 121.2151
8223 | 2090.054 | 25.766 | 0
8224 | 2168.7153 | 26.7358 | 0
8225 | 2030.8533 | 25.0362 | 0
8226 | 1828.8575 | 22.546 | 0
8227 | 1800.2375 | 22.1932 | 0
8228 | 1843.2553 | 22.7235 | 0
8229 | 1778.7452 | 21.9282 | 0
8230 | 1557.0422 | 19.1951 | 0
8231 | 1451.6504 | 17.8958 | 0
8232 | 1464.8147 | 18.0581 | 0
8233 | 1469.9681 | 18.1217 | 0
8234 | 1476.819 | 18.2061 | 0
8235 | 1695.1478 | 20.8977 | 0
8236 | 1846.35 | 22.7617 | 0
8237 | 2187.7786 | 91.3414 | 87.7781
8238 | 2187.7786 | 60.8253 | 46.1653
8239 | 2187.7786 | 119.124 | 125.6636
8240 | 2187.7786 | 74.47 | 64.7716
8241 | 2187.7786 | 50.296 | 31.8071
8242 | 2170.9584 | 26.7634 | 0
8243 | 2044.9779 | 25.2103 | 0
8244 | 1924.1509 | 23.7208 | 0
8245 | 1912.7226 | 23.5799 | 0
8246 | 1797.0337 | 22.1537 | 0
8247 | 1843.7762 | 22.7299 | 0
8248 | 1860.3579 | 22.9343 | 0
8249 | 1938.4745 | 23.8974 | 0
8250 | 1928.8049 | 23.7782 | 0
8251 | 1855.281 | 22.8718 | 0
8252 | 1761.2047 | 21.712 | 0
8253 | 1793.0017 | 22.104 | 0
8254 | 1714.2172 | 21.1327 | 0
8255 | 1574.2901 | 19.4077 | 0
8256 | 962.908 | 11.8707 | 0
8257 | 1007.2565 | 12.4174 | 0
8258 | 1040.5934 | 12.8284 | 0
8259 | 1078.214 | 13.2921 | 0
8260 | 1218.9187 | 15.0267 | 0
8261 | 1550.5665 | 19.1153 | 0
8262 | 1874.9961 | 23.1148 | 0
8263 | 2133.9857 | 26.3076 | 0
8264 | 2177.589 | 26.8451 | 0
8265 | 2085.0278 | 25.7041 | 0
8266 | 1983.5969 | 24.4536 | 0
8267 | 1884.8198 | 23.2359 | 0
8268 | 1786.9508 | 22.0294 | 0
8269 | 1702.5609 | 20.989 | 0
8270 | 1686.9633 | 20.7968 | 0
8271 | 1688.0342 | 20.81 | 0
8272 | 1701.1876 | 20.9721 | 0
8273 | 1705.4712 | 21.0249 | 0
8274 | 1675.8824 | 20.6601 | 0
8275 | 1520.0463 | 18.739 | 0
8276 | 1352.314 | 16.6712 | 0
8277 | 1243.3867 | 15.3284 | 0
8278 | 1151.2674 | 14.1927 | 0
8279 | 1030.8859 | 12.7087 | 0
8280 | 1146.0791 | 14.1288 | 0
8281 | 1198.2095 | 14.7714 | 0
8282 | 1238.536 | 15.2686 | 0
8283 | 1281.618 | 15.7997 | 0
8284 | 1444.2846 | 17.805 | 0
8285 | 1825.5369 | 22.5051 | 0
8286 | 2187.7786 | 42.6557 | 21.3886
8287 | 2187.7786 | 179.8606 | 208.4861
8288 | 2187.7786 | 203.1377 | 240.2276
8289 | 2187.7786 | 155.1083 | 174.7331
8290 | 2187.7786 | 102.6136 | 103.1493
8291 | 2187.7786 | 51.7165 | 33.7441
8292 | 2125.9542 | 26.2086 | 0
8293 | 2022.4409 | 24.9325 | 0
8294 | 2002.9664 | 24.6924 | 0
8295 | 2003.6553 | 24.7009 | 0
8296 | 2016.8368 | 24.8634 | 0
8297 | 2019.5922 | 24.8974 | 0
8298 | 1981.6767 | 24.43 | 0
8299 | 1790.3942 | 22.0718 | 0
8300 | 1586.0644 | 19.5529 | 0
8301 | 1458.6749 | 17.9824 | 0
8302 | 1354.9103 | 16.7032 | 0
8303 | 1222.8504 | 15.0752 | 0
8304 | 1418.0585 | 17.4817 | 0
8305 | 1446.0407 | 17.8267 | 0
8306 | 1460.0318 | 17.9992 | 0
8307 | 1524.8337 | 18.798 | 0
8308 | 1651.6459 | 20.3614 | 0
8309 | 2150.693 | 26.5136 | 0
8310 | 2187.7786 | 219.2503 | 262.1994
8311 | 2187.7786 | 363.3305 | 458.6723
8312 | 2187.7786 | 382.0007 | 484.1317
8313 | 2187.7786 | 361.1232 | 455.6624
8314 | 2187.7786 | 308.2679 | 383.587
8315 | 2187.7786 | 282.8802 | 348.9675
8316 | 2187.7786 | 219.0839 | 261.9725
8317 | 2187.7786 | 138.8884 | 152.615
8318 | 2187.7786 | 149.9887 | 167.7517
8319 | 2187.7786 | 118.9271 | 125.395
8320 | 2187.7786 | 85.1241 | 79.3001
8321 | 2187.7786 | 86.8292 | 81.6251
8322 | 2187.7786 | 45.4244 | 25.164
8323 | 2021.3866 | 24.9195 | 0
8324 | 1783.7772 | 21.9903 | 0
8325 | 1678.5464 | 20.693 | 0
8326 | 1607.6244 | 19.8187 | 0
8327 | 1468.9436 | 18.109 | 0
8328 | 1491.5568 | 18.3878 | 0
8329 | 1520.8399 | 18.7488 | 0
8330 | 1535.4815 | 18.9293 | 0
8331 | 0 | 686.6253 | 936.3072
8332 | 0 | 742.9403 | 1013.1004
8333 | 0 | 966.2554 | 1317.621
8334 | 0 | 1187.2639 | 1618.9962
8335 | 2187.7786 | 430.7146 | 550.5597
8336 | 2187.7786 | 450.3289 | 577.3066
8337 | 2187.7786 | 428.3502 | 547.3356
8338 | 2187.7786 | 372.5914 | 471.3009
8339 | 2187.7786 | 345.9147 | 434.9235
8340 | 2187.7786 | 278.3033 | 342.7262
8341 | 2187.7786 | 193.4216 | 226.9784
8342 | 2187.7786 | 205.2229 | 243.0711
8343 | 2187.7786 | 172.173 | 198.003
8344 | 2187.7786 | 135.9057 | 148.5477
8345 | 2187.7786 | 137.4069 | 150.5948
8346 | 2187.7786 | 93.337 | 90.4993
8347 | 2120.5937 | 26.1425 | 0
8348 | 0 | 800.5723 | 1091.6895
8349 | 0 | 753.5817 | 1027.6114
8350 | 0 | 722.3604 | 985.0369
8351 | 0 | 661.5316 | 902.0885
8352 | 0 | 628.3339 | 856.8189
8353 | 0 | 640.694 | 873.6737
8354 | 0 | 646.8741 | 882.1011
8355 | 0 | 675.4653 | 921.089
8356 | 0 | 731.165 | 997.0431
8357 | 0 | 951.3849 | 1297.343
8358 | 2187.7786 | 257.9433 | 314.9626
8359 | 2187.7786 | 408.1735 | 519.8219
8360 | 2187.7786 | 427.4748 | 546.1418
8361 | 2187.7786 | 405.8642 | 516.6728
8362 | 2187.7786 | 351.0833 | 441.9717
8363 | 2187.7786 | 324.8344 | 406.1777
8364 | 2187.7786 | 258.5267 | 315.7581
8365 | 2187.7786 | 175.2403 | 202.1857
8366 | 2187.7786 | 186.8 | 217.9489
8367 | 2187.7786 | 154.4367 | 173.8172
8368 | 2187.7786 | 119.0361 | 125.5436
8369 | 2187.7786 | 120.6238 | 127.7087
8370 | 2187.7786 | 77.475 | 68.8695
8371 | 2087.8926 | 25.7394 | 0
8372 | 1841.1967 | 22.6981 | 0
8373 | 1732.9133 | 21.3632 | 0
8374 | 1660.5657 | 20.4713 | 0
8375 | 1519.4087 | 18.7312 | 0
8376 | 1018.7515 | 12.5591 | 0
8377 | 1052.7454 | 12.9782 | 0
8378 | 1090.3842 | 13.4422 | 0
8379 | 1099.4592 | 13.554 | 0
8380 | 1246.7664 | 15.37 | 0
8381 | 1484.9227 | 18.306 | 0
8382 | 1927.7606 | 23.7653 | 0
8383 | 2020.9896 | 24.9146 | 0
8384 | 2065.0998 | 25.4584 | 0
8385 | 1946.4807 | 23.9961 | 0
8386 | 1862.0042 | 22.9546 | 0
8387 | 1737.0375 | 21.4141 | 0
8388 | 1641.8249 | 20.2403 | 0
8389 | 1610.5584 | 19.8548 | 0
8390 | 1579.2672 | 19.4691 | 0
8391 | 1501.7582 | 18.5136 | 0
8392 | 1509.4199 | 18.608 | 0
8393 | 1510.7093 | 18.6239 | 0
8394 | 0 | 584.583 | 797.1586
8395 | 0 | 578.498 | 788.8609
8396 | 0 | 564.5334 | 769.8182
8397 | 0 | 557.0678 | 759.6379
8398 | 0 | 489.6976 | 667.7694
8399 | 0 | 458.6991 | 625.4987
8400 | 0 | 377.6935 | 515.0366
8401 | 0 | 386.3688 | 526.8666
8402 | 0 | 377.9755 | 515.4211
8403 | 0 | 435.3974 | 593.7238
8404 | 0 | 503.0485 | 685.9752
8405 | 0 | 647.5948 | 883.0838
8406 | 0 | 579.3891 | 790.076
8407 | 0 | 595.6018 | 812.1842
8408 | 0 | 602.8024 | 822.0033
8409 | 1298.1566 | 16.0036 | 0
8410 | 1231.219 | 15.1784 | 0
8411 | 1220.4732 | 15.0459 | 0
8412 | 1187.8189 | 14.6433 | 0
8413 | 1102.0465 | 13.5859 | 0
8414 | 1095.3215 | 13.503 | 0
8415 | 1115.6813 | 13.754 | 0
8416 | 1154.7598 | 14.2358 | 0
8417 | 0 | 501.8102 | 684.2867
8418 | 0 | 508.4714 | 693.3701
8419 | 0 | 521.7592 | 711.4898
8420 | 0 | 494.1593 | 673.8535
8421 | 0 | 513.0544 | 699.6197
8422 | 0 | 440.1773 | 600.2418
8423 | 0 | 412.5236 | 562.5322
8424 | 0 | 426.6707 | 581.8237
8425 | 0 | 446.2688 | 608.5483
8426 | 0 | 461.0931 | 628.7633
8427 | 0 | 477.6257 | 651.3077
8428 | 0 | 539.5835 | 735.7957
8429 | 0 | 685.4461 | 934.6993
8430 | 0 | 830.2337 | 1132.1368
8431 | 0 | 945.9738 | 1289.9643
8432 | 2187.7786 | 55.4548 | 38.8418
8433 | 2158.1486 | 26.6055 | 0
8434 | 2052.8609 | 25.3075 | 0
8435 | 1950.427 | 24.0447 | 0
8436 | 1848.5834 | 22.7892 | 0
8437 | 1760.6937 | 21.7057 | 0
8438 | 1744.3845 | 21.5046 | 0
8439 | 0 | 747.534 | 1019.3646
8440 | 0 | 753.1619 | 1027.0389
8441 | 0 | 754.8701 | 1029.3683
8442 | 0 | 741.5405 | 1011.1916
8443 | 0 | 672.0183 | 916.3886
8444 | 0 | 597.315 | 814.5205
8445 | 0 | 549.2316 | 748.9522
8446 | 0 | 508.8893 | 693.94
8447 | 0 | 456.4568 | 622.4411
8448 | 0 | 398.4287 | 543.3118
8449 | 0 | 416.8485 | 568.4298
8450 | 0 | 430.5738 | 587.146
8451 | 0 | 446.3202 | 608.6185
8452 | 0 | 505.0504 | 688.7051
8453 | 0 | 643.7098 | 877.7862
8454 | 0 | 776.6011 | 1059.0014
8455 | 2060.4623 | 25.4012 | 0
8456 | 2101.9804 | 25.9131 | 0
8457 | 2013.0453 | 24.8167 | 0
8458 | 1915.5086 | 23.6142 | 0
8459 | 1820.3942 | 22.4417 | 0
8460 | 1726.6144 | 21.2856 | 0
8461 | 1645.8457 | 20.2899 | 0
8462 | 1631.0023 | 20.1069 | 0
8463 | 1632.1821 | 20.1214 | 0
8464 | 1645.5028 | 20.2856 | 0
8465 | 1650.222 | 20.3438 | 0
8466 | 1622.3048 | 19.9996 | 0
8467 | 1473.1885 | 18.1614 | 0
8468 | 1312.3037 | 16.178 | 0
8469 | 1206.5085 | 14.8737 | 0
8470 | 1116.0544 | 13.7586 | 0
8471 | 996.9717 | 12.2906 | 0
8472 | 791.1671 | 9.7534 | 0
8473 | 828.2285 | 10.2103 | 0
8474 | 855.0029 | 10.5404 | 0
8475 | 0 | 380.1211 | 518.347
8476 | 0 | 431.5937 | 588.5368
8477 | 0 | 553.7978 | 755.1788
8478 | 0 | 662.7816 | 903.7931
8479 | 1748.7822 | 21.5589 | 0
8480 | 1782.2763 | 21.9718 | 0
8481 | 1708.1012 | 21.0573 | 0
8482 | 1626.5139 | 20.0515 | 0
8483 | 1546.5631 | 19.0659 | 0
8484 | 1469.1147 | 18.1111 | 0
8485 | 1402.6982 | 17.2924 | 0
8486 | 1390.7483 | 17.145 | 0
8487 | 0 | 596.2628 | 813.0857
8488 | 0 | 601.8999 | 820.7726
8489 | 0 | 604.3624 | 824.1305
8490 | 0 | 595.0497 | 811.4315
8491 | 0 | 542.5754 | 739.8755
8492 | 0 | 485.4615 | 661.9929
8493 | 0 | 446.2089 | 608.4667
8494 | 0 | 411.3958 | 560.9942
8495 | 0 | 364.4592 | 496.9899
8496 | 0 | 433.4558 | 591.076
8497 | 0 | 453.3506 | 618.2054
8498 | 0 | 468.4254 | 638.7619
8499 | 0 | 485.1824 | 661.6123
8500 | 0 | 548.0163 | 747.295
8501 | 0 | 695.8921 | 948.9438
8502 | 0 | 843.2711 | 1149.9151
8503 | 0 | 961.1267 | 1310.6273
8504 | 0 | 981.0123 | 1337.744
8505 | 0 | 939.1384 | 1280.6432
8506 | 0 | 893.2855 | 1218.1166
8507 | 1981.5596 | 24.4285 | 0
8508 | 1877.9312 | 23.151 | 0
8509 | 1788.481 | 22.0483 | 0
8510 | 0 | 758.8763 | 1034.8313
8511 | 0 | 759.2968 | 1035.4047
8512 | 0 | 764.9579 | 1043.1245
8513 | 0 | 766.6401 | 1045.4183
8514 | 0 | 753.0372 | 1026.8689
8515 | 0 | 682.2776 | 930.3786
8516 | 0 | 606.2798 | 826.7452
8517 | 0 | 557.4831 | 760.2043
8518 | 0 | 516.6328 | 704.4993
8519 | 0 | 463.6215 | 632.2112
8520 | 0 | 550.1987 | 750.271
8521 | 0 | 561.1613 | 765.2199
8522 | 0 | 566.6425 | 772.6944
8523 | 0 | 592.1196 | 807.4359
8524 | 0 | 642.6625 | 876.358
8525 | 0 | 838.7658 | 1143.7716
8526 | 0 | 1023.9513 | 1396.2972
8527 | 0 | 1151.273 | 1569.9177
8528 | 0 | 1168.2253 | 1593.0345
8529 | 0 | 1149.3437 | 1567.2869
8530 | 0 | 1101.7322 | 1502.3621
8531 | 2187.7786 | 168.6506 | 193.1997
8532 | 2187.7786 | 111.6954 | 115.5336
8533 | 2187.7786 | 39.9192 | 17.6569
8534 | 0 | 959.8061 | 1308.8265
8535 | 0 | 932.2913 | 1271.3064
8536 | 0 | 902.8436 | 1231.1503
8537 | 0 | 904.8701 | 1233.9137
8538 | 0 | 868.2174 | 1183.9328
8539 | 0 | 788.2155 | 1074.8393
8540 | 0 | 697.0491 | 950.5216
8541 | 0 | 655.5358 | 893.9124
8542 | 0 | 626.817 | 854.7505
8543 | 0 | 570.2955 | 777.6757
8544 | 0 | 601.9538 | 820.8461
8545 | 0 | 618.8172 | 843.8417
8546 | 0 | 631.5992 | 861.2717
8547 | 0 | 627.8575 | 856.1693
8548 | 0 | 699.0228 | 953.2129
8549 | 0 | 803.1536 | 1095.2094
8550 | 0 | 1017.119 | 1386.9805
8551 | 0 | 1132.1959 | 1543.9036
8552 | 0 | 1105.0234 | 1506.8501
8553 | 0 | 1045.9001 | 1426.2275
8554 | 2187.7786 | 143.8611 | 159.3959
8555 | 2187.7786 | 99.3004 | 98.6314
8556 | 2187.7786 | 50.4733 | 32.0489
8557 | 2187.7786 | 45.8629 | 25.762
8558 | 2134.4637 | 26.3135 | 0
8559 | 0 | 800.1776 | 1091.1513
8560 | 0 | 830.3521 | 1132.2983
8561 | 0 | 779.3831 | 1062.7951
8562 | 0 | 704.0931 | 960.1269
8563 | 0 | 693.2636 | 945.3595
8564 | 0 | 708.7208 | 966.4374
8565 | 0 | 682.9978 | 931.3606
8566 | 0 | 598.1515 | 815.6611
8567 | 0 | 554.533 | 756.1813
8568 | 0 | 589.5869 | 803.9821
8569 | 0 | 601.1619 | 819.7662
8570 | 0 | 586.1702 | 799.323
8571 | 0 | 679.0294 | 925.9491
8572 | 0 | 779.9405 | 1063.5553
8573 | 0 | 989.7911 | 1349.7152
8574 | 0 | 875.0357 | 1193.2305
8575 | 0 | 905.2792 | 1234.4716
8576 | 2144.4731 | 26.4369 | 0
8577 | 1964.7072 | 24.2208 | 0
8578 | 1857.9021 | 22.9041 | 0
8579 | 1847.4117 | 22.7747 | 0
8580 | 1794.1886 | 22.1186 | 0
8581 | 1649.8405 | 20.3391 | 0
8582 | 1637.5286 | 20.1873 | 0
8583 | 1669.9925 | 20.5875 | 0
8584 | 1726.8875 | 21.2889 | 0
8585 | 1747.7575 | 21.5462 | 0
8586 | 0 | 757.7501 | 1033.2955
8587 | 0 | 780.3914 | 1064.17
8588 | 0 | 736.0427 | 1003.6945
8589 | 0 | 776.3473 | 1058.6554
8590 | 0 | 665.5875 | 907.6194
8591 | 0 | 639.5874 | 872.1646
8592 | 0 | 496.1864 | 676.6178
8593 | 0 | 518.7153 | 707.339
8594 | 0 | 536.2145 | 731.2016
8595 | 0 | 554.7615 | 756.493
8596 | 0 | 624.8892 | 852.1216
8597 | 0 | 789.114 | 1076.0646
8598 | 0 | 962.5872 | 1312.6189
8599 | 0 | 1102.0312 | 1502.7698
8600 | 2187.7786 | 215.6743 | 257.323
8601 | 2187.7786 | 167.0013 | 190.9507
8602 | 2187.7786 | 113.8225 | 118.4341
8603 | 2187.7786 | 62.294 | 48.1681
8604 | 2148.9021 | 26.4915 | 0
8605 | 2043.8207 | 25.1961 | 0
8606 | 2024.0032 | 24.9518 | 0
8607 | 2024.6148 | 24.9593 | 0
8608 | 2037.5816 | 25.1191 | 0
8609 | 2040.0279 | 25.1493 | 0
8610 | 2001.3104 | 24.672 | 0
8611 | 1807.1117 | 22.2779 | 0
8612 | 1599.885 | 19.7233 | 0
8613 | 1471.4392 | 18.1398 | 0
8614 | 1367.3984 | 16.8572 | 0
8615 | 1235.5282 | 15.2315 | 0
8616 | 1146.3146 | 14.1317 | 0
8617 | 1198.4548 | 14.7745 | 0
8618 | 1238.7905 | 15.2717 | 0
8619 | 1281.8793 | 15.8029 | 0
8620 | 1444.5734 | 17.8086 | 0
8621 | 1825.8876 | 22.5094 | 0
8622 | 2187.7786 | 42.8477 | 21.6503
8623 | 2187.7786 | 180.087 | 208.7949
8624 | 2187.7786 | 203.3702 | 240.5446
8625 | 2187.7786 | 155.3299 | 175.0352
8626 | 2187.7786 | 102.8234 | 103.4354
8627 | 2187.7786 | 51.9152 | 34.0151
8628 | 2126.3898 | 26.214 | 0
8629 | 2022.8515 | 24.9376 | 0
8630 | 2003.3719 | 24.6974 | 0
8631 | 2004.0602 | 24.7059 | 0
8632 | 2017.2414 | 24.8684 | 0
8633 | 2019.9946 | 24.9023 | 0
8634 | 1982.068 | 24.4348 | 0
8635 | 1790.7391 | 22.0761 | 0
8636 | 1586.3616 | 19.5565 | 0
8637 | 1458.9487 | 17.9858 | 0
8638 | 1355.1699 | 16.7064 | 0
8639 | 1223.0965 | 15.0782 | 0
8640 | 788.2615 | 9.7176 | 0
8641 | 825.1981 | 10.173 | 0
8642 | 851.8629 | 10.5017 | 0
8643 | 884.2968 | 10.9015 | 0
8644 | 1004.1196 | 12.3787 | 0
8645 | 1288.6344 | 15.8862 | 0
8646 | 1541.9403 | 19.0089 | 0
8647 | 1742.276 | 21.4786 | 0
8648 | 1775.6045 | 21.8895 | 0
8649 | 1701.7361 | 20.9789 | 0
8650 | 1620.4803 | 19.9772 | 0
8651 | 1540.8453 | 18.9954 | 0
8652 | 1463.7354 | 18.0448 | 0
8653 | 1397.616 | 17.2297 | 0
8654 | 1385.7259 | 17.0831 | 0
8655 | 1387.1681 | 17.1009 | 0
8656 | 1400.3245 | 17.2631 | 0
8657 | 1406.0935 | 17.3342 | 0
8658 | 1384.4766 | 17.0677 | 0
8659 | 1262.5074 | 15.5641 | 0
8660 | 1129.726 | 13.9272 | 0
8661 | 1038.3745 | 12.801 | 0
8662 | 957.2874 | 11.8014 | 0
8663 | 847.9052 | 10.4529 | 0
8664 | 598.3944 | 7.377 | 0
8665 | 643.5765 | 7.934 | 0
8666 | 669.3675 | 8.2519 | 0
8667 | 692.4945 | 8.537 | 0
8668 | 809.0107 | 9.9734 | 0
8669 | 1051.7545 | 12.9659 | 0
8670 | 1235.5181 | 15.2314 | 0
8671 | 1398.5532 | 17.2413 | 0
8672 | 1420.7143 | 17.5145 | 0
8673 | 1285.4654 | 15.8471 | 0
8674 | 1182.6622 | 14.5798 | 0
8675 | 1122.0161 | 13.8321 | 0
8676 | 1062.1555 | 13.0942 | 0
8677 | 1003.1334 | 12.3666 | 0
8678 | 985.154 | 12.1449 | 0
8679 | 983.7636 | 12.1278 | 0
8680 | 1014.5962 | 12.5079 | 0
8681 | 1060.8396 | 13.0779 | 0
8682 | 1044.6009 | 12.8778 | 0
8683 | 1013.2272 | 12.491 | 0
8684 | 925.506 | 11.4096 | 0
8685 | 845.4157 | 10.4222 | 0
8686 | 748.4498 | 9.2268 | 0
8687 | 661.1846 | 8.151 | 0
8688 | 743.8398 | 9.17 | 0
8689 | 799.1529 | 9.8519 | 0
8690 | 834.8966 | 10.2925 | 0
8691 | 861.2163 | 10.617 | 0
8692 | 998.5499 | 12.31 | 0
8693 | 1287.4372 | 15.8714 | 0
8694 | 1525.7303 | 18.8091 | 0
8695 | 1741.6876 | 21.4714 | 0
8696 | 1772.8572 | 21.8556 | 0
8697 | 1600.6845 | 19.7331 | 0
8698 | 1469.2173 | 18.1124 | 0
8699 | 1392.6756 | 17.1688 | 0
8700 | 1315.802 | 16.2211 | 0
8701 | 1239.6846 | 15.2827 | 0
8702 | 1216.1873 | 14.9931 | 0
8703 | 1212.3328 | 14.9455 | 0
8704 | 1248.7227 | 15.3942 | 0
8705 | 1305.2532 | 16.0911 | 0
8706 | 1280.4652 | 15.7855 | 0
8707 | 1237.0858 | 15.2507 | 0
8708 | 1123.122 | 13.8458 | 0
8709 | 1025.9227 | 12.6475 | 0
8710 | 911.4227 | 11.2359 | 0
8711 | 815.0338 | 10.0477 | 0
8712 | 1213.5832 | 14.961 | 0
8713 | 1252.8807 | 15.4454 | 0
8714 | 0 | 556.1384 | 758.3705
8715 | 0 | 559.4854 | 762.9347
8716 | 0 | 632.4191 | 862.3897
8717 | 0 | 745.8974 | 1017.1328
8718 | 0 | 979.2966 | 1335.4045
8719 | 0 | 1029.4062 | 1403.7358
8720 | 0 | 1052.9987 | 1435.9073
8721 | 0 | 991.2349 | 1351.684
8722 | 2187.7786 | 37.6315 | 14.5374
8723 | 2061.6581 | 25.416 | 0
8724 | 1945.2313 | 23.9807 | 0
8725 | 1906.946 | 23.5087 | 0
8726 | 0 | 800.1055 | 1091.0529
8727 | 0 | 758.9926 | 1034.9899
8728 | 0 | 761.6668 | 1038.6366
8729 | 0 | 761.1996 | 1037.9994
8730 | 0 | 683.6889 | 932.303
8731 | 0 | 676.277 | 922.1959
8732 | 0 | 659.8909 | 899.8512
8733 | 0 | 653.6472 | 891.3371
8734 | 0 | 575.092 | 784.2163
8735 | 0 | 544.2057 | 742.0987
8736 | 0 | 536.8332 | 732.0453
8737 | 0 | 547.7187 | 746.8892
8738 | 0 | 534.4009 | 728.7285
8739 | 0 | 618.3844 | 843.2514
8740 | 0 | 711.0923 | 969.6713
8741 | 0 | 904.9446 | 1234.0153
8742 | 0 | 801.9147 | 1093.5201
8743 | 0 | 828.5838 | 1129.887
8744 | 0 | 840.2452 | 1145.7889
8745 | 0 | 770.8313 | 1051.1336
8746 | 1702.9358 | 20.9937 | 0
8747 | 1692.2784 | 20.8623 | 0
8748 | 1644.2132 | 20.2697 | 0
8749 | 1514.6205 | 18.6721 | 0
8750 | 1503.7294 | 18.5379 | 0
8751 | 0 | 656.6447 | 895.4246
8752 | 0 | 679.1416 | 926.1022
8753 | 0 | 687.6948 | 937.7657
8754 | 0 | 696.2814 | 949.4746
8755 | 0 | 716.5628 | 977.131
8756 | 0 | 676.4047 | 922.37
8757 | 0 | 711.2012 | 969.8198
8758 | 0 | 609.8233 | 831.5773
8759 | 0 | 583.1288 | 795.1756

## MC (EUR per MWh)
| Heat Pump (Geothermal 80°C) | CC gas turbine/ back-pressure turbine | heat boiler natural gas
0 | -0.23361 | 277.7778 | 38.6667
1 | 0.21903 | 277.7778 | 38.6667
2 | -0.041276 | 277.7778 | 38.6667
3 | -0.21387 | 277.7778 | 38.6667
4 | -0.17462 | 277.7778 | 38.6667
5 | -0.11689 | 277.7778 | 38.6667
6 | -0.16543 | 277.7778 | 38.6667
7 | -0.082837 | 277.7778 | 38.6667
8 | 0.055622 | 277.7778 | 38.6667
9 | 0.060389 | 277.7778 | 38.6667
10 | 0.23927 | 277.7778 | 38.6667
11 | 0.73067 | 277.7778 | 38.6667
12 | 0.87372 | 277.7778 | 38.6667
13 | 0.82311 | 277.7778 | 38.6667
14 | 0.91623 | 277.7778 | 38.6667
15 | 0.96138 | 277.7778 | 38.6667
16 | 1.3306 | 277.7778 | 38.6667
17 | 1.505 | 277.7778 | 38.6667
18 | 1.5231 | 277.7778 | 38.6667
19 | 1.2916 | 277.7778 | 38.6667
20 | 1.2761 | 277.7778 | 38.6667
21 | 1.4506 | 277.7778 | 38.6667
22 | 1.2816 | 277.7778 | 38.6667
23 | 1.0297 | 277.7778 | 38.6667
24 | 1.0977 | 277.7778 | 38.6667
25 | 0.91893 | 277.7778 | 38.6667
26 | 0.90624 | 277.7778 | 38.6667
27 | 0.81091 | 277.7778 | 38.6667
28 | 0.82512 | 277.7778 | 38.6667
29 | 0.98905 | 277.7778 | 38.6667
30 | 1.3136 | 277.7778 | 38.6667
31 | 1.5644 | 277.7778 | 38.6667
32 | 1.6152 | 277.7778 | 38.6667
33 | 1.563 | 277.7778 | 38.6667
34 | 1.4629 | 277.7778 | 38.6667
35 | 1.4181 | 277.7778 | 38.6667
36 | 1.3355 | 277.7778 | 38.6667
37 | 1.3519 | 277.7778 | 38.6667
38 | 1.2932 | 277.7778 | 38.6667
39 | 1.3682 | 277.7778 | 38.6667
40 | 1.5132 | 277.7778 | 38.6667
41 | 1.6626 | 277.7778 | 38.6667
42 | 1.7255 | 277.7778 | 38.6667
43 | 1.6682 | 277.7778 | 38.6667
44 | 1.4984 | 277.7778 | 38.6667
45 | 1.2726 | 277.7778 | 38.6667
46 | 1.1891 | 277.7778 | 38.6667
47 | 1.1185 | 277.7778 | 38.6667
48 | 0.89189 | 277.7778 | 38.6667
49 | 0.78534 | 277.7778 | 38.6667
50 | 0.6679 | 277.7778 | 38.6667
51 | 0.6566 | 277.7778 | 38.6667
52 | 0.73866 | 277.7778 | 38.6667
53 | 0.83051 | 277.7778 | 38.6667
54 | 1.0615 | 277.7778 | 38.6667
55 | 1.1979 | 277.7778 | 38.6667
56 | 1.2595 | 277.7778 | 38.6667
57 | 1.262 | 277.7778 | 38.6667
58 | 1.2667 | 277.7778 | 38.6667
59 | 1.2419 | 277.7778 | 38.6667
60 | 1.2247 | 277.7778 | 38.6667
61 | 1.1855 | 277.7778 | 38.6667
62 | 1.2197 | 277.7778 | 38.6667
63 | 1.2737 | 277.7778 | 38.6667
64 | 1.483 | 277.7778 | 38.6667
65 | 1.6032 | 277.7778 | 38.6667
66 | 1.4984 | 277.7778 | 38.6667
67 | 1.3678 | 277.7778 | 38.6667
68 | 1.315 | 277.7778 | 38.6667
69 | 1.2342 | 277.7778 | 38.6667
70 | 1.0076 | 277.7778 | 38.6667
71 | 1.0231 | 277.7778 | 38.6667
72 | 0.64736 | 277.7778 | 38.6667
73 | 0.61387 | 277.7778 | 38.6667
74 | 0.56435 | 277.7778 | 38.6667
75 | 0.59599 | 277.7778 | 38.6667
76 | 0.60769 | 277.7778 | 38.6667
77 | 0.73776 | 277.7778 | 38.6667
78 | 1.147 | 277.7778 | 38.6667
79 | 1.2976 | 277.7778 | 38.6667
80 | 1.3178 | 277.7778 | 38.6667
81 | 1.3187 | 277.7778 | 38.6667
82 | 1.2663 | 277.7778 | 38.6667
83 | 1.2398 | 277.7778 | 38.6667
84 | 1.1845 | 277.7778 | 38.6667
85 | 1.0397 | 277.7778 | 38.6667
86 | 0.93106 | 277.7778 | 38.6667
87 | 1.0359 | 277.7778 | 38.6667
88 | 1.1251 | 277.7778 | 38.6667
89 | 1.1558 | 277.7778 | 38.6667
90 | 1.1569 | 277.7778 | 38.6667
91 | 1.2956 | 277.7778 | 38.6667
92 | 1.2305 | 277.7778 | 38.6667
93 | 1.0971 | 277.7778 | 38.6667
94 | 1.1094 | 277.7778 | 38.6667
95 | 1.0212 | 277.7778 | 38.6667
96 | 0.83591 | 277.7778 | 38.6667
97 | 0.8431 | 277.7778 | 38.6667
98 | 0.84211 | 277.7778 | 38.6667
99 | 0.74619 | 277.7778 | 38.6667
100 | 0.66441 | 277.7778 | 38.6667
101 | 0.75123 | 277.7778 | 38.6667
102 | 0.743 | 277.7778 | 38.6667
103 | 0.91706 | 277.7778 | 38.6667
104 | 1.1285 | 277.7778 | 38.6667
105 | 1.3112 | 277.7778 | 38.6667
106 | 1.3953 | 277.7778 | 38.6667
107 | 1.3062 | 277.7778 | 38.6667
108 | 1.1685 | 277.7778 | 38.6667
109 | 1.1223 | 277.7778 | 38.6667
110 | 1.1231 | 277.7778 | 38.6667
111 | 1.2973 | 277.7778 | 38.6667
112 | 1.334 | 277.7778 | 38.6667
113 | 1.5124 | 277.7778 | 38.6667
114 | 1.6613 | 277.7778 | 38.6667
115 | 1.5983 | 277.7778 | 38.6667
116 | 1.3612 | 277.7778 | 38.6667
117 | 1.14 | 277.7778 | 38.6667
118 | 1.2084 | 277.7778 | 38.6667
119 | 1.2312 | 277.7778 | 38.6667
120 | 1.041 | 277.7778 | 38.6667
121 | 1.1124 | 277.7778 | 38.6667
122 | 0.86996 | 277.7778 | 38.6667
123 | 0.69572 | 277.7778 | 38.6667
124 | 0.75184 | 277.7778 | 38.6667
125 | 0.72927 | 277.7778 | 38.6667
126 | 0.65085 | 277.7778 | 38.6667
127 | 0.72819 | 277.7778 | 38.6667
128 | 0.84267 | 277.7778 | 38.6667
129 | 1.0462 | 277.7778 | 38.6667
130 | 1.1897 | 277.7778 | 38.6667
131 | 1.2107 | 277.7778 | 38.6667
132 | 1.3043 | 277.7778 | 38.6667
133 | 1.208 | 277.7778 | 38.6667
134 | 1.081 | 277.7778 | 38.6667
135 | 1.187 | 277.7778 | 38.6667
136 | 1.262 | 277.7778 | 38.6667
137 | 1.4993 | 277.7778 | 38.6667
138 | 1.7525 | 277.7778 | 38.6667
139 | 1.444 | 277.7778 | 38.6667
140 | 1.5115 | 277.7778 | 38.6667
141 | 1.4734 | 277.7778 | 38.6667
142 | 1.3658 | 277.7778 | 38.6667
143 | 1.2503 | 277.7778 | 38.6667
144 | 1.4248 | 277.7778 | 38.6667
145 | 1.3965 | 277.7778 | 38.6667
146 | 1.4646 | 277.7778 | 38.6667
147 | 1.3184 | 277.7778 | 38.6667
148 | 1.315 | 277.7778 | 38.6667
149 | 1.4279 | 277.7778 | 38.6667
150 | 1.7882 | 277.7778 | 38.6667
151 | 1.6226 | 277.7778 | 38.6667
152 | 0.37808 | 277.7778 | 38.6667
153 | 1.6832 | 277.7778 | 38.6667
154 | 1.6678 | 277.7778 | 38.6667
155 | 1.6639 | 277.7778 | 38.6667
156 | 1.6541 | 277.7778 | 38.6667
157 | 1.6362 | 277.7778 | 38.6667
158 | 1.6358 | 277.7778 | 38.6667
159 | 1.5124 | 277.7778 | 38.6667
160 | 1.599 | 277.7778 | 38.6667
161 | 1.8174 | 277.7778 | 38.6667
162 | 1.7248 | 277.7778 | 38.6667
163 | 1.5879 | 277.7778 | 38.6667
164 | 1.4827 | 277.7778 | 38.6667
165 | 1.3182 | 277.7778 | 38.6667
166 | 1.438 | 277.7778 | 38.6667
167 | 1.0608 | 277.7778 | 38.6667
168 | 1.1662 | 277.7778 | 38.6667
169 | 1.1575 | 277.7778 | 38.6667
170 | 1.165 | 277.7778 | 38.6667
171 | 1.1654 | 277.7778 | 38.6667
172 | 1.1732 | 277.7778 | 38.6667
173 | 1.3186 | 277.7778 | 38.6667
174 | 1.5554 | 277.7778 | 38.6667
175 | 1.5197 | 277.7778 | 38.6667
176 | 1.6076 | 277.7778 | 38.6667
177 | 1.4702 | 277.7778 | 38.6667
178 | 1.4537 | 277.7778 | 38.6667
179 | 1.5322 | 277.7778 | 38.6667
180 | 1.4738 | 277.7778 | 38.6667
181 | 1.5797 | 277.7778 | 38.6667
182 | 1.4501 | 277.7778 | 38.6667
183 | 1.5684 | 277.7778 | 38.6667
184 | 1.576 | 277.7778 | 38.6667
185 | 1.765 | 277.7778 | 38.6667
186 | 1.9875 | 277.7778 | 38.6667
187 | 1.5807 | 277.7778 | 38.6667
188 | 1.4532 | 277.7778 | 38.6667
189 | 1.5728 | 277.7778 | 38.6667
190 | 1.3392 | 277.7778 | 38.6667
191 | 1.1551 | 277.7778 | 38.6667
192 | 1.2839 | 277.7778 | 38.6667
193 | 1.2526 | 277.7778 | 38.6667
194 | 1.2416 | 277.7778 | 38.6667
195 | 1.2476 | 277.7778 | 38.6667
196 | 1.2949 | 277.7778 | 38.6667
197 | 1.3381 | 277.7778 | 38.6667
198 | 1.3618 | 277.7778 | 38.6667
199 | 1.6427 | 277.7778 | 38.6667
200 | 1.7002 | 277.7778 | 38.6667
201 | 1.5322 | 277.7778 | 38.6667
202 | 1.5138 | 277.7778 | 38.6667
203 | 1.5162 | 277.7778 | 38.6667
204 | 1.4796 | 277.7778 | 38.6667
205 | 1.4668 | 277.7778 | 38.6667
206 | 1.4621 | 277.7778 | 38.6667
207 | 1.4495 | 277.7778 | 38.6667
208 | 1.4584 | 277.7778 | 38.6667
209 | 1.7212 | 277.7778 | 38.6667
210 | 1.5213 | 277.7778 | 38.6667
211 | 1.5977 | 277.7778 | 38.6667
212 | 1.4522 | 277.7778 | 38.6667
213 | 1.1973 | 277.7778 | 38.6667
214 | 1.1307 | 277.7778 | 38.6667
215 | 1.1738 | 277.7778 | 38.6667
216 | 1.1684 | 277.7778 | 38.6667
217 | 1.2019 | 277.7778 | 38.6667
218 | 1.1294 | 277.7778 | 38.6667
219 | 1.2419 | 277.7778 | 38.6667
220 | 1.1869 | 277.7778 | 38.6667
221 | 1.2412 | 277.7778 | 38.6667
222 | 1.4602 | 277.7778 | 38.6667
223 | 1.2475 | 277.7778 | 38.6667
224 | 1.2981 | 277.7778 | 38.6667
225 | 1.228 | 277.7778 | 38.6667
226 | 1.4296 | 277.7778 | 38.6667
227 | 1.5825 | 277.7778 | 38.6667
228 | 1.5379 | 277.7778 | 38.6667
229 | 1.5795 | 277.7778 | 38.6667
230 | 1.3341 | 277.7778 | 38.6667
231 | 1.397 | 277.7778 | 38.6667
232 | 1.5752 | 277.7778 | 38.6667
233 | 1.7492 | 277.7778 | 38.6667
234 | 1.8102 | 277.7778 | 38.6667
235 | 1.7276 | 277.7778 | 38.6667
236 | 1.4428 | 277.7778 | 38.6667
237 | 1.4962 | 277.7778 | 38.6667
238 | 1.2729 | 277.7778 | 38.6667
239 | 1.0868 | 277.7778 | 38.6667
240 | 1.2512 | 277.7778 | 38.6667
241 | 1.2005 | 277.7778 | 38.6667
242 | 1.193 | 277.7778 | 38.6667
243 | 1.1836 | 277.7778 | 38.6667
244 | 1.262 | 277.7778 | 38.6667
245 | 1.3175 | 277.7778 | 38.6667
246 | 1.6007 | 277.7778 | 38.6667
247 | 1.4832 | 277.7778 | 38.6667
248 | 1.549 | 277.7778 | 38.6667
249 | 1.5466 | 277.7778 | 38.6667
250 | 1.4973 | 277.7778 | 38.6667
251 | 1.4521 | 277.7778 | 38.6667
252 | 1.4115 | 277.7778 | 38.6667
253 | 1.3531 | 277.7778 | 38.6667
254 | 1.3101 | 277.7778 | 38.6667
255 | 1.3025 | 277.7778 | 38.6667
256 | 1.541 | 277.7778 | 38.6667
257 | 1.7194 | 277.7778 | 38.6667
258 | 1.8036 | 277.7778 | 38.6667
259 | 1.4779 | 277.7778 | 38.6667
260 | 1.2967 | 277.7778 | 38.6667
261 | 1.2036 | 277.7778 | 38.6667
262 | 1.5472 | 277.7778 | 38.6667
263 | 1.2457 | 277.7778 | 38.6667
264 | 1.3516 | 277.7778 | 38.6667
265 | 1.343 | 277.7778 | 38.6667
266 | 1.33 | 277.7778 | 38.6667
267 | 1.3319 | 277.7778 | 38.6667
268 | 1.3294 | 277.7778 | 38.6667
269 | 1.3372 | 277.7778 | 38.6667
270 | 1.4244 | 277.7778 | 38.6667
271 | 1.4393 | 277.7778 | 38.6667
272 | 1.4523 | 277.7778 | 38.6667
273 | 1.7012 | 277.7778 | 38.6667
274 | 1.711 | 277.7778 | 38.6667
275 | 1.5996 | 277.7778 | 38.6667
276 | 1.5971 | 277.7778 | 38.6667
277 | 1.5454 | 277.7778 | 38.6667
278 | 1.5052 | 277.7778 | 38.6667
279 | 1.5874 | 277.7778 | 38.6667
280 | 1.6974 | 277.7778 | 38.6667
281 | 2.1321 | 277.7778 | 38.6667
282 | 2.0996 | 277.7778 | 38.6667
283 | 2.0048 | 277.7778 | 38.6667
284 | 1.5593 | 277.7778 | 38.6667
285 | 1.779 | 277.7778 | 38.6667
286 | 1.7212 | 277.7778 | 38.6667
287 | 1.4248 | 277.7778 | 38.6667
288 | 1.4433 | 277.7778 | 38.6667
289 | 1.4316 | 277.7778 | 38.6667
290 | 1.4222 | 277.7778 | 38.6667
291 | 1.3728 | 277.7778 | 38.6667
292 | 1.3343 | 277.7778 | 38.6667
293 | 1.2651 | 277.7778 | 38.6667
294 | 1.2839 | 277.7778 | 38.6667
295 | 1.3266 | 277.7778 | 38.6667
296 | 1.7175 | 277.7778 | 38.6667
297 | 1.4248 | 277.7778 | 38.6667
298 | 1.4469 | 277.7778 | 38.6667
299 | 1.4597 | 277.7778 | 38.6667
300 | 1.4393 | 277.7778 | 38.6667
301 | 1.4192 | 277.7778 | 38.6667
302 | 1.3536 | 277.7778 | 38.6667
303 | 1.3836 | 277.7778 | 38.6667
304 | 1.5864 | 277.7778 | 38.6667
305 | 1.5542 | 277.7778 | 38.6667
306 | 1.6469 | 277.7778 | 38.6667
307 | 1.5703 | 277.7778 | 38.6667
308 | 1.4601 | 277.7778 | 38.6667
309 | 1.4398 | 277.7778 | 38.6667
310 | 1.44 | 277.7778 | 38.6667
311 | 1.4207 | 277.7778 | 38.6667
312 | 1.3812 | 277.7778 | 38.6667
313 | 1.3746 | 277.7778 | 38.6667
314 | 1.3253 | 277.7778 | 38.6667
315 | 1.6444 | 277.7778 | 38.6667
316 | 1.385 | 277.7778 | 38.6667
317 | 1.4246 | 277.7778 | 38.6667
318 | 1.249 | 277.7778 | 38.6667
319 | 1.586 | 277.7778 | 38.6667
320 | 1.6162 | 277.7778 | 38.6667
321 | 1.6269 | 277.7778 | 38.6667
322 | 1.6431 | 277.7778 | 38.6667
323 | 1.645 | 277.7778 | 38.6667
324 | 1.6086 | 277.7778 | 38.6667
325 | 1.4158 | 277.7778 | 38.6667
326 | 1.3588 | 277.7778 | 38.6667
327 | 1.4193 | 277.7778 | 38.6667
328 | 1.444 | 277.7778 | 38.6667
329 | 1.6545 | 277.7778 | 38.6667
330 | 1.6823 | 277.7778 | 38.6667
331 | 1.5647 | 277.7778 | 38.6667
332 | 1.4097 | 277.7778 | 38.6667
333 | 1.1626 | 277.7778 | 38.6667
334 | 1.0257 | 277.7778 | 38.6667
335 | 1.1127 | 277.7778 | 38.6667
336 | 1.1274 | 277.7778 | 38.6667
337 | 1.1078 | 277.7778 | 38.6667
338 | 1.0894 | 277.7778 | 38.6667
339 | 1.0664 | 277.7778 | 38.6667
340 | 1.1352 | 277.7778 | 38.6667
341 | 1.2258 | 277.7778 | 38.6667
342 | 1.2592 | 277.7778 | 38.6667
343 | 1.5633 | 277.7778 | 38.6667
344 | 1.4611 | 277.7778 | 38.6667
345 | 1.5372 | 277.7778 | 38.6667
346 | 1.5206 | 277.7778 | 38.6667
347 | 1.5457 | 277.7778 | 38.6667
348 | 1.5312 | 277.7778 | 38.6667
349 | 1.5227 | 277.7778 | 38.6667
350 | 1.5666 | 277.7778 | 38.6667
351 | 1.5341 | 277.7778 | 38.6667
352 | 1.6657 | 277.7778 | 38.6667
353 | 1.7908 | 277.7778 | 38.6667
354 | 1.6436 | 277.7778 | 38.6667
355 | 1.5208 | 277.7778 | 38.6667
356 | 1.4751 | 277.7778 | 38.6667
357 | 1.2674 | 277.7778 | 38.6667
358 | 0.94304 | 277.7778 | 38.6667
359 | 1.1061 | 277.7778 | 38.6667
360 | 1.1094 | 277.7778 | 38.6667
361 | 1.0627 | 277.7778 | 38.6667
362 | 1.0428 | 277.7778 | 38.6667
363 | 1.0565 | 277.7778 | 38.6667
364 | 1.0754 | 277.7778 | 38.6667
365 | 1.0919 | 277.7778 | 38.6667
366 | 1.2463 | 277.7778 | 38.6667
367 | 1.5114 | 277.7778 | 38.6667
368 | 1.56 | 277.7778 | 38.6667
369 | 1.7404 | 277.7778 | 38.6667
370 | 1.6855 | 277.7778 | 38.6667
371 | 1.611 | 277.7778 | 38.6667
372 | 1.5504 | 277.7778 | 38.6667
373 | 1.4937 | 277.7778 | 38.6667
374 | 1.4604 | 277.7778 | 38.6667
375 | 1.4178 | 277.7778 | 38.6667
376 | 1.5513 | 277.7778 | 38.6667
377 | 1.7392 | 277.7778 | 38.6667
378 | 1.4221 | 277.7778 | 38.6667
379 | 1.3366 | 277.7778 | 38.6667
380 | 1.1453 | 277.7778 | 38.6667
381 | 1.1705 | 277.7778 | 38.6667
382 | 1.0903 | 277.7778 | 38.6667
383 | 1.059 | 277.7778 | 38.6667
384 | 1.0437 | 277.7778 | 38.6667
385 | 0.98572 | 277.7778 | 38.6667
386 | 0.96353 | 277.7778 | 38.6667
387 | 1.0077 | 277.7778 | 38.6667
388 | 1.0054 | 277.7778 | 38.6667
389 | 0.97351 | 277.7778 | 38.6667
390 | 1.1404 | 277.7778 | 38.6667
391 | 1.4189 | 277.7778 | 38.6667
392 | 1.5359 | 277.7778 | 38.6667
393 | 1.477 | 277.7778 | 38.6667
394 | 1.5352 | 277.7778 | 38.6667
395 | 1.5322 | 277.7778 | 38.6667
396 | 1.543 | 277.7778 | 38.6667
397 | 1.4099 | 277.7778 | 38.6667
398 | 1.6127 | 277.7778 | 38.6667
399 | 1.6135 | 277.7778 | 38.6667
400 | 1.6207 | 277.7778 | 38.6667
401 | 1.8371 | 277.7778 | 38.6667
402 | 1.8718 | 277.7778 | 38.6667
403 | 1.3909 | 277.7778 | 38.6667
404 | 1.1804 | 277.7778 | 38.6667
405 | 1.2253 | 277.7778 | 38.6667
406 | 0.96399 | 277.7778 | 38.6667
407 | 0.83007 | 277.7778 | 38.6667
408 | 1.0503 | 277.7778 | 38.6667
409 | 0.99819 | 277.7778 | 38.6667
410 | 0.97594 | 277.7778 | 38.6667
411 | 0.95657 | 277.7778 | 38.6667
412 | 0.98652 | 277.7778 | 38.6667
413 | 1.0483 | 277.7778 | 38.6667
414 | 1.276 | 277.7778 | 38.6667
415 | 1.5738 | 277.7778 | 38.6667
416 | 1.604 | 277.7778 | 38.6667
417 | 1.5701 | 277.7778 | 38.6667
418 | 1.5233 | 277.7778 | 38.6667
419 | 1.4295 | 277.7778 | 38.6667
420 | 1.3623 | 277.7778 | 38.6667
421 | 1.4122 | 277.7778 | 38.6667
422 | 1.2884 | 277.7778 | 38.6667
423 | 1.2647 | 277.7778 | 38.6667
424 | 1.3079 | 277.7778 | 38.6667
425 | 1.6044 | 277.7778 | 38.6667
426 | 1.1231 | 277.7778 | 38.6667
427 | 1.2507 | 277.7778 | 38.6667
428 | 1.5852 | 277.7778 | 38.6667
429 | 1.4112 | 277.7778 | 38.6667
430 | 1.3443 | 277.7778 | 38.6667
431 | 1.152 | 277.7778 | 38.6667
432 | 1.1145 | 277.7778 | 38.6667
433 | 1.1122 | 277.7778 | 38.6667
434 | 1.0819 | 277.7778 | 38.6667
435 | 0.99496 | 277.7778 | 38.6667
436 | 1.09 | 277.7778 | 38.6667
437 | 1.1747 | 277.7778 | 38.6667
438 | 1.1139 | 277.7778 | 38.6667
439 | 1.1406 | 277.7778 | 38.6667
440 | 1.202 | 277.7778 | 38.6667
441 | 1.4254 | 277.7778 | 38.6667
442 | 1.4498 | 277.7778 | 38.6667
443 | 1.5924 | 277.7778 | 38.6667
444 | 1.574 | 277.7778 | 38.6667
445 | 1.2813 | 277.7778 | 38.6667
446 | 1.2439 | 277.7778 | 38.6667
447 | 1.247 | 277.7778 | 38.6667
448 | 1.4263 | 277.7778 | 38.6667
449 | 1.6332 | 277.7778 | 38.6667
450 | 1.6481 | 277.7778 | 38.6667
451 | 1.4766 | 277.7778 | 38.6667
452 | 1.306 | 277.7778 | 38.6667
453 | 1.3073 | 277.7778 | 38.6667
454 | 1.3258 | 277.7778 | 38.6667
455 | 1.2397 | 277.7778 | 38.6667
456 | 1.2533 | 277.7778 | 38.6667
457 | 1.1915 | 277.7778 | 38.6667
458 | 1.1639 | 277.7778 | 38.6667
459 | 1.0473 | 277.7778 | 38.6667
460 | 1.042 | 277.7778 | 38.6667
461 | 1.0335 | 277.7778 | 38.6667
462 | 0.90625 | 277.7778 | 38.6667
463 | 1.091 | 277.7778 | 38.6667
464 | 1.238 | 277.7778 | 38.6667
465 | 1.3535 | 277.7778 | 38.6667
466 | 1.5491 | 277.7778 | 38.6667
467 | 1.5616 | 277.7778 | 38.6667
468 | 1.3946 | 277.7778 | 38.6667
469 | 1.3657 | 277.7778 | 38.6667
470 | 1.2895 | 277.7778 | 38.6667
471 | 1.2416 | 277.7778 | 38.6667
472 | 1.2584 | 277.7778 | 38.6667
473 | 1.3979 | 277.7778 | 38.6667
474 | 1.4113 | 277.7778 | 38.6667
475 | 1.3502 | 277.7778 | 38.6667
476 | 1.3266 | 277.7778 | 38.6667
477 | 1.2601 | 277.7778 | 38.6667
478 | 1.2809 | 277.7778 | 38.6667
479 | 1.0629 | 277.7778 | 38.6667
480 | 0.97405 | 277.7778 | 38.6667
481 | 1.0213 | 277.7778 | 38.6667
482 | 0.87039 | 277.7778 | 38.6667
483 | 0.87141 | 277.7778 | 38.6667
484 | 1.0202 | 277.7778 | 38.6667
485 | 1.1788 | 277.7778 | 38.6667
486 | 1.3633 | 277.7778 | 38.6667
487 | 1.1553 | 277.7778 | 38.6667
488 | 1.1615 | 277.7778 | 38.6667
489 | 1.1779 | 277.7778 | 38.6667
490 | 1.2035 | 277.7778 | 38.6667
491 | 1.2628 | 277.7778 | 38.6667
492 | 1.3053 | 277.7778 | 38.6667
493 | 1.3114 | 277.7778 | 38.6667
494 | 1.3092 | 277.7778 | 38.6667
495 | 1.2117 | 277.7778 | 38.6667
496 | 1.3012 | 277.7778 | 38.6667
497 | 1.4206 | 277.7778 | 38.6667
498 | 1.4177 | 277.7778 | 38.6667
499 | 1.3376 | 277.7778 | 38.6667
500 | 1.1689 | 277.7778 | 38.6667
501 | 1.2475 | 277.7778 | 38.6667
502 | 1.1305 | 277.7778 | 38.6667
503 | 1.0118 | 277.7778 | 38.6667
504 | 0.95472 | 277.7778 | 38.6667
505 | 0.83373 | 277.7778 | 38.6667
506 | 1.0474 | 277.7778 | 38.6667
507 | 1.1314 | 277.7778 | 38.6667
508 | 0.95672 | 277.7778 | 38.6667
509 | 1.0267 | 277.7778 | 38.6667
510 | 1.027 | 277.7778 | 38.6667
511 | 1.3532 | 277.7778 | 38.6667
512 | 1.4892 | 277.7778 | 38.6667
513 | 1.4539 | 277.7778 | 38.6667
514 | 1.4799 | 277.7778 | 38.6667
515 | 1.5032 | 277.7778 | 38.6667
516 | 1.4703 | 277.7778 | 38.6667
517 | 1.4428 | 277.7778 | 38.6667
518 | 1.4638 | 277.7778 | 38.6667
519 | 1.4422 | 277.7778 | 38.6667
520 | 1.4052 | 277.7778 | 38.6667
521 | 1.6998 | 277.7778 | 38.6667
522 | 1.8284 | 277.7778 | 38.6667
523 | 1.4865 | 277.7778 | 38.6667
524 | 1.1959 | 277.7778 | 38.6667
525 | 1.1534 | 277.7778 | 38.6667
526 | 1.1629 | 277.7778 | 38.6667
527 | 0.83647 | 277.7778 | 38.6667
528 | 1.0116 | 277.7778 | 38.6667
529 | 0.97661 | 277.7778 | 38.6667
530 | 0.96586 | 277.7778 | 38.6667
531 | 0.96525 | 277.7778 | 38.6667
532 | 0.95513 | 277.7778 | 38.6667
533 | 1.0506 | 277.7778 | 38.6667
534 | 1.1628 | 277.7778 | 38.6667
535 | 1.5566 | 277.7778 | 38.6667
536 | 1.5767 | 277.7778 | 38.6667
537 | 1.6979 | 277.7778 | 38.6667
538 | 1.7146 | 277.7778 | 38.6667
539 | 1.6829 | 277.7778 | 38.6667
540 | 1.3663 | 277.7778 | 38.6667
541 | 1.4051 | 277.7778 | 38.6667
542 | 1.5246 | 277.7778 | 38.6667
543 | 1.385 | 277.7778 | 38.6667
544 | 1.3926 | 277.7778 | 38.6667
545 | 1.6963 | 277.7778 | 38.6667
546 | 2.1814 | 277.7778 | 38.6667
547 | 1.5121 | 277.7778 | 38.6667
548 | 1.2878 | 277.7778 | 38.6667
549 | 1.0926 | 277.7778 | 38.6667
550 | 1.0422 | 277.7778 | 38.6667
551 | 0.9634 | 277.7778 | 38.6667
552 | 1.0215 | 277.7778 | 38.6667
553 | 0.97773 | 277.7778 | 38.6667
554 | 0.95881 | 277.7778 | 38.6667
555 | 0.96083 | 277.7778 | 38.6667
556 | 0.96131 | 277.7778 | 38.6667
557 | 0.85714 | 277.7778 | 38.6667
558 | 1.0762 | 277.7778 | 38.6667
559 | 1.6413 | 277.7778 | 38.6667
560 | 1.5796 | 277.7778 | 38.6667
561 | 1.6385 | 277.7778 | 38.6667
562 | 1.4621 | 277.7778 | 38.6667
563 | 1.6495 | 277.7778 | 38.6667
564 | 1.5188 | 277.7778 | 38.6667
565 | 1.2455 | 277.7778 | 38.6667
566 | 1.3084 | 277.7778 | 38.6667
567 | 1.2407 | 277.7778 | 38.6667
568 | 1.4562 | 277.7778 | 38.6667
569 | 1.6898 | 277.7778 | 38.6667
570 | 1.5459 | 277.7778 | 38.6667
571 | 1.485 | 277.7778 | 38.6667
572 | 1.1523 | 277.7778 | 38.6667
573 | 1.0709 | 277.7778 | 38.6667
574 | 1.0612 | 277.7778 | 38.6667
575 | 0.94531 | 277.7778 | 38.6667
576 | 0.94256 | 277.7778 | 38.6667
577 | 0.92324 | 277.7778 | 38.6667
578 | 0.91852 | 277.7778 | 38.6667
579 | 0.92078 | 277.7778 | 38.6667
580 | 0.93331 | 277.7778 | 38.6667
581 | 0.9592 | 277.7778 | 38.6667
582 | 1.2683 | 277.7778 | 38.6667
583 | 1.29 | 277.7778 | 38.6667
584 | 1.4293 | 277.7778 | 38.6667
585 | 1.5374 | 277.7778 | 38.6667
586 | 1.4979 | 277.7778 | 38.6667
587 | 1.2701 | 277.7778 | 38.6667
588 | 1.1992 | 277.7778 | 38.6667
589 | 1.1167 | 277.7778 | 38.6667
590 | 1.1088 | 277.7778 | 38.6667
591 | 1.2241 | 277.7778 | 38.6667
592 | 1.2905 | 277.7778 | 38.6667
593 | 1.437 | 277.7778 | 38.6667
594 | 1.3706 | 277.7778 | 38.6667
595 | 1.0374 | 277.7778 | 38.6667
596 | 1.0264 | 277.7778 | 38.6667
597 | 0.84413 | 277.7778 | 38.6667
598 | 0.83387 | 277.7778 | 38.6667
599 | 0.58671 | 277.7778 | 38.6667
600 | 0.86394 | 277.7778 | 38.6667
601 | 1.0969 | 277.7778 | 38.6667
602 | 1.0819 | 277.7778 | 38.6667
603 | 1.0662 | 277.7778 | 38.6667
604 | 0.9115 | 277.7778 | 38.6667
605 | 0.90164 | 277.7778 | 38.6667
606 | 0.95351 | 277.7778 | 38.6667
607 | 1.0536 | 277.7778 | 38.6667
608 | 1.1268 | 277.7778 | 38.6667
609 | 1.2077 | 277.7778 | 38.6667
610 | 1.2403 | 277.7778 | 38.6667
611 | 1.1416 | 277.7778 | 38.6667
612 | 1.1428 | 277.7778 | 38.6667
613 | 1.204 | 277.7778 | 38.6667
614 | 1.1797 | 277.7778 | 38.6667
615 | 1.0523 | 277.7778 | 38.6667
616 | 1.2133 | 277.7778 | 38.6667
617 | 1.1982 | 277.7778 | 38.6667
618 | 1.2601 | 277.7778 | 38.6667
619 | 1.0609 | 277.7778 | 38.6667
620 | 1.0294 | 277.7778 | 38.6667
621 | 0.99738 | 277.7778 | 38.6667
622 | 1.0173 | 277.7778 | 38.6667
623 | 0.99903 | 277.7778 | 38.6667
624 | 0.94022 | 277.7778 | 38.6667
625 | 0.90246 | 277.7778 | 38.6667
626 | 0.89305 | 277.7778 | 38.6667
627 | 0.86217 | 277.7778 | 38.6667
628 | 0.84422 | 277.7778 | 38.6667
629 | 0.89574 | 277.7778 | 38.6667
630 | 0.95459 | 277.7778 | 38.6667
631 | 0.98631 | 277.7778 | 38.6667
632 | 0.83567 | 277.7778 | 38.6667
633 | 0.92753 | 277.7778 | 38.6667
634 | 0.99862 | 277.7778 | 38.6667
635 | 1.0066 | 277.7778 | 38.6667
636 | 0.93348 | 277.7778 | 38.6667
637 | 0.83959 | 277.7778 | 38.6667
638 | 0.76685 | 277.7778 | 38.6667
639 | 0.56899 | 277.7778 | 38.6667
640 | 0.77536 | 277.7778 | 38.6667
641 | 1.0033 | 277.7778 | 38.6667
642 | 1.0241 | 277.7778 | 38.6667
643 | 1.0364 | 277.7778 | 38.6667
644 | 1.0156 | 277.7778 | 38.6667
645 | 0.95765 | 277.7778 | 38.6667
646 | 1.0303 | 277.7778 | 38.6667
647 | 0.95427 | 277.7778 | 38.6667
648 | 0.92759 | 277.7778 | 38.6667
649 | 0.93601 | 277.7778 | 38.6667
650 | 0.93383 | 277.7778 | 38.6667
651 | 0.92887 | 277.7778 | 38.6667
652 | 1.0356 | 277.7778 | 38.6667
653 | 1.0858 | 277.7778 | 38.6667
654 | 1.2939 | 277.7778 | 38.6667
655 | 1.9413 | 277.7778 | 38.6667
656 | 1.2045 | 277.7778 | 38.6667
657 | 1.374 | 277.7778 | 38.6667
658 | 1.0138 | 277.7778 | 38.6667
659 | 1.1601 | 277.7778 | 38.6667
660 | 1.1569 | 277.7778 | 38.6667
661 | 1.1767 | 277.7778 | 38.6667
662 | 1.1181 | 277.7778 | 38.6667
663 | 1.0614 | 277.7778 | 38.6667
664 | 1.0708 | 277.7778 | 38.6667
665 | 1.2015 | 277.7778 | 38.6667
666 | 1.1575 | 277.7778 | 38.6667
667 | 1.0108 | 277.7778 | 38.6667
668 | 1.1295 | 277.7778 | 38.6667
669 | 1.037 | 277.7778 | 38.6667
670 | 0.89988 | 277.7778 | 38.6667
671 | 0.67744 | 277.7778 | 38.6667
672 | 0.7652 | 277.7778 | 38.6667
673 | 0.54277 | 277.7778 | 38.6667
674 | 0.56014 | 277.7778 | 38.6667
675 | 0.59457 | 277.7778 | 38.6667
676 | 0.47738 | 277.7778 | 38.6667
677 | 0.58504 | 277.7778 | 38.6667
678 | 1.0442 | 277.7778 | 38.6667
679 | 1.1003 | 277.7778 | 38.6667
680 | 1.1186 | 277.7778 | 38.6667
681 | 0.9831 | 277.7778 | 38.6667
682 | 1.0217 | 277.7778 | 38.6667
683 | 1.1134 | 277.7778 | 38.6667
684 | 1.0469 | 277.7778 | 38.6667
685 | 1.0614 | 277.7778 | 38.6667
686 | 1.0883 | 277.7778 | 38.6667
687 | 1.0912 | 277.7778 | 38.6667
688 | 1.0766 | 277.7778 | 38.6667
689 | 1.3063 | 277.7778 | 38.6667
690 | 1.2882 | 277.7778 | 38.6667
691 | 1.2492 | 277.7778 | 38.6667
692 | 1.0163 | 277.7778 | 38.6667
693 | 1.0728 | 277.7778 | 38.6667
694 | 0.88256 | 277.7778 | 38.6667
695 | 0.8152 | 277.7778 | 38.6667
696 | 0.62524 | 277.7778 | 38.6667
697 | 0.49274 | 277.7778 | 38.6667
698 | 0.50335 | 277.7778 | 38.6667
699 | 0.52667 | 277.7778 | 38.6667
700 | 0.59239 | 277.7778 | 38.6667
701 | 0.45586 | 277.7778 | 38.6667
702 | 1.0087 | 277.7778 | 38.6667
703 | 1.1708 | 277.7778 | 38.6667
704 | 1.0536 | 277.7778 | 38.6667
705 | 1.0978 | 277.7778 | 38.6667
706 | 1.0243 | 277.7778 | 38.6667
707 | 1.0208 | 277.7778 | 38.6667
708 | 1.0139 | 277.7778 | 38.6667
709 | 1.0058 | 277.7778 | 38.6667
710 | 1.0015 | 277.7778 | 38.6667
711 | 1.0026 | 277.7778 | 38.6667
712 | 1.0332 | 277.7778 | 38.6667
713 | 1.1215 | 277.7778 | 38.6667
714 | 1.0956 | 277.7778 | 38.6667
715 | 0.91941 | 277.7778 | 38.6667
716 | 0.92979 | 277.7778 | 38.6667
717 | 0.72941 | 277.7778 | 38.6667
718 | 0.50064 | 277.7778 | 38.6667
719 | 0.32085 | 277.7778 | 38.6667
720 | 0.15732 | 277.7778 | 38.6667
721 | 0.23637 | 277.7778 | 38.6667
722 | 0.23713 | 277.7778 | 38.6667
723 | 0.27824 | 277.7778 | 38.6667
724 | 0.4654 | 277.7778 | 38.6667
725 | 0.39655 | 277.7778 | 38.6667
726 | 0.82752 | 277.7778 | 38.6667
727 | 0.9315 | 277.7778 | 38.6667
728 | 0.86964 | 277.7778 | 38.6667
729 | 0.79891 | 277.7778 | 38.6667
730 | 0.89545 | 277.7778 | 38.6667
731 | 0.92821 | 277.7778 | 38.6667
732 | 0.86164 | 277.7778 | 38.6667
733 | 1.0122 | 277.7778 | 38.6667
734 | 0.9789 | 277.7778 | 38.6667
735 | 0.91335 | 277.7778 | 38.6667
736 | 1.0264 | 277.7778 | 38.6667
737 | 0.99319 | 277.7778 | 38.6667
738 | 1.0439 | 277.7778 | 38.6667
739 | 0.94113 | 277.7778 | 38.6667
740 | 0.76624 | 277.7778 | 38.6667
741 | 0.82486 | 277.7778 | 38.6667
742 | 0.75998 | 277.7778 | 38.6667
743 | 0.37828 | 277.7778 | 38.6667
744 | -0.59693 | 277.7778 | 38.6667
745 | 0.48873 | 277.7778 | 38.6667
746 | 0.5835 | 277.7778 | 38.6667
747 | 0.61334 | 277.7778 | 38.6667
748 | 0.5906 | 277.7778 | 38.6667
749 | 0.41952 | 277.7778 | 38.6667
750 | 1.0678 | 277.7778 | 38.6667
751 | 1.2324 | 277.7778 | 38.6667
752 | 1.2188 | 277.7778 | 38.6667
753 | 1.219 | 277.7778 | 38.6667
754 | 1.2467 | 277.7778 | 38.6667
755 | 1.2399 | 277.7778 | 38.6667
756 | 1.1988 | 277.7778 | 38.6667
757 | 1.22 | 277.7778 | 38.6667
758 | 1.2596 | 277.7778 | 38.6667
759 | 1.2647 | 277.7778 | 38.6667
760 | 1.2375 | 277.7778 | 38.6667
761 | 1.6782 | 277.7778 | 38.6667
762 | 1.0436 | 277.7778 | 38.6667
763 | 1.5253 | 277.7778 | 38.6667
764 | 1.3839 | 277.7778 | 38.6667
765 | 1.1674 | 277.7778 | 38.6667
766 | 1.2413 | 277.7778 | 38.6667
767 | 1.1164 | 277.7778 | 38.6667
768 | 1.1546 | 277.7778 | 38.6667
769 | 1.0334 | 277.7778 | 38.6667
770 | 1.0475 | 277.7778 | 38.6667
771 | 1.0244 | 277.7778 | 38.6667
772 | 0.93405 | 277.7778 | 38.6667
773 | 0.91815 | 277.7778 | 38.6667
774 | 1.0324 | 277.7778 | 38.6667
775 | 0.81201 | 277.7778 | 38.6667
776 | 0.96653 | 277.7778 | 38.6667
777 | 0.98339 | 277.7778 | 38.6667
778 | 1.0146 | 277.7778 | 38.6667
779 | 1.0144 | 277.7778 | 38.6667
780 | 0.99487 | 277.7778 | 38.6667
781 | 1.0253 | 277.7778 | 38.6667
782 | 0.94885 | 277.7778 | 38.6667
783 | 0.92851 | 277.7778 | 38.6667
784 | 1.0177 | 277.7778 | 38.6667
785 | 1.2791 | 277.7778 | 38.6667
786 | 1.3396 | 277.7778 | 38.6667
787 | 1.139 | 277.7778 | 38.6667
788 | 0.97349 | 277.7778 | 38.6667
789 | 1.028 | 277.7778 | 38.6667
790 | 0.92604 | 277.7778 | 38.6667
791 | 0.9389 | 277.7778 | 38.6667
792 | 0.95474 | 277.7778 | 38.6667
793 | 0.95481 | 277.7778 | 38.6667
794 | 0.81238 | 277.7778 | 38.6667
795 | 0.76599 | 277.7778 | 38.6667
796 | 0.76414 | 277.7778 | 38.6667
797 | 0.79989 | 277.7778 | 38.6667
798 | 0.59709 | 277.7778 | 38.6667
799 | 0.82084 | 277.7778 | 38.6667
800 | 0.99837 | 277.7778 | 38.6667
801 | 1.03 | 277.7778 | 38.6667
802 | 1.0569 | 277.7778 | 38.6667
803 | 1.0787 | 277.7778 | 38.6667
804 | 0.96297 | 277.7778 | 38.6667
805 | 0.87636 | 277.7778 | 38.6667
806 | 0.81201 | 277.7778 | 38.6667
807 | 0.78108 | 277.7778 | 38.6667
808 | 0.7445 | 277.7778 | 38.6667
809 | 0.88327 | 277.7778 | 38.6667
810 | 0.99895 | 277.7778 | 38.6667
811 | 0.89504 | 277.7778 | 38.6667
812 | 0.75434 | 277.7778 | 38.6667
813 | 0.59291 | 277.7778 | 38.6667
814 | 0.80153 | 277.7778 | 38.6667
815 | 0.53812 | 277.7778 | 38.6667
816 | 0.63926 | 277.7778 | 38.6667
817 | 0.65954 | 277.7778 | 38.6667
818 | 0.80566 | 277.7778 | 38.6667
819 | 0.85551 | 277.7778 | 38.6667
820 | 0.94351 | 277.7778 | 38.6667
821 | 1.0041 | 277.7778 | 38.6667
822 | 1.4668 | 277.7778 | 38.6667
823 | 1.627 | 277.7778 | 38.6667
824 | 1.5205 | 277.7778 | 38.6667
825 | 1.2988 | 277.7778 | 38.6667
826 | 1.0736 | 277.7778 | 38.6667
827 | 0.99822 | 277.7778 | 38.6667
828 | 0.91569 | 277.7778 | 38.6667
829 | 0.85993 | 277.7778 | 38.6667
830 | 0.82477 | 277.7778 | 38.6667
831 | 0.87062 | 277.7778 | 38.6667
832 | 0.85959 | 277.7778 | 38.6667
833 | 1.1131 | 277.7778 | 38.6667
834 | 1.1682 | 277.7778 | 38.6667
835 | 0.9728 | 277.7778 | 38.6667
836 | 0.82193 | 277.7778 | 38.6667
837 | 0.80298 | 277.7778 | 38.6667
838 | 0.68606 | 277.7778 | 38.6667
839 | 0.47463 | 277.7778 | 38.6667
840 | 0.5258 | 277.7778 | 38.6667
841 | 0.50895 | 277.7778 | 38.6667
842 | 0.47114 | 277.7778 | 38.6667
843 | 0.47422 | 277.7778 | 38.6667
844 | 0.4434 | 277.7778 | 38.6667
845 | 0.77467 | 277.7778 | 38.6667
846 | 1.1212 | 277.7778 | 38.6667
847 | 1.179 | 277.7778 | 38.6667
848 | 1.1644 | 277.7778 | 38.6667
849 | 1.147 | 277.7778 | 38.6667
850 | 0.95582 | 277.7778 | 38.6667
851 | 0.87223 | 277.7778 | 38.6667
852 | 0.9465 | 277.7778 | 38.6667
853 | 1.0201 | 277.7778 | 38.6667
854 | 1.0989 | 277.7778 | 38.6667
855 | 1.1521 | 277.7778 | 38.6667
856 | 0.96119 | 277.7778 | 38.6667
857 | 1.2339 | 277.7778 | 38.6667
858 | 1.4698 | 277.7778 | 38.6667
859 | 1.3891 | 277.7778 | 38.6667
860 | 0.96693 | 277.7778 | 38.6667
861 | 0.90788 | 277.7778 | 38.6667
862 | 1.1608 | 277.7778 | 38.6667
863 | 1.0125 | 277.7778 | 38.6667
864 | 1.0319 | 277.7778 | 38.6667
865 | 1.0315 | 277.7778 | 38.6667
866 | 0.93832 | 277.7778 | 38.6667
867 | 0.93625 | 277.7778 | 38.6667
868 | 0.97669 | 277.7778 | 38.6667
869 | 1.0122 | 277.7778 | 38.6667
870 | 0.86792 | 277.7778 | 38.6667
871 | 1.2423 | 277.7778 | 38.6667
872 | 1.2423 | 277.7778 | 38.6667
873 | 1.2308 | 277.7778 | 38.6667
874 | 1.1266 | 277.7778 | 38.6667
875 | 1.0961 | 277.7778 | 38.6667
876 | 1.0397 | 277.7778 | 38.6667
877 | 0.98972 | 277.7778 | 38.6667
878 | 0.91681 | 277.7778 | 38.6667
879 | 0.9834 | 277.7778 | 38.6667
880 | 0.98915 | 277.7778 | 38.6667
881 | 1.1603 | 277.7778 | 38.6667
882 | 1.2433 | 277.7778 | 38.6667
883 | 1.1098 | 277.7778 | 38.6667
884 | 0.97141 | 277.7778 | 38.6667
885 | 0.75044 | 277.7778 | 38.6667
886 | 0.91555 | 277.7778 | 38.6667
887 | 0.85356 | 277.7778 | 38.6667
888 | 0.84782 | 277.7778 | 38.6667
889 | 1.0183 | 277.7778 | 38.6667
890 | 0.98608 | 277.7778 | 38.6667
891 | 0.96959 | 277.7778 | 38.6667
892 | 0.99877 | 277.7778 | 38.6667
893 | 0.87481 | 277.7778 | 38.6667
894 | 1.0986 | 277.7778 | 38.6667
895 | 1.1576 | 277.7778 | 38.6667
896 | 1.209 | 277.7778 | 38.6667
897 | 1.209 | 277.7778 | 38.6667
898 | 1.1475 | 277.7778 | 38.6667
899 | 1.1222 | 277.7778 | 38.6667
900 | 1.0846 | 277.7778 | 38.6667
901 | 1.0771 | 277.7778 | 38.6667
902 | 1.0676 | 277.7778 | 38.6667
903 | 1.1098 | 277.7778 | 38.6667
904 | 1.0796 | 277.7778 | 38.6667
905 | 1.3355 | 277.7778 | 38.6667
906 | 1.7027 | 277.7778 | 38.6667
907 | 1.4523 | 277.7778 | 38.6667
908 | 1.249 | 277.7778 | 38.6667
909 | 1.0299 | 277.7778 | 38.6667
910 | 0.89067 | 277.7778 | 38.6667
911 | 0.9107 | 277.7778 | 38.6667
912 | 0.89266 | 277.7778 | 38.6667
913 | 0.98598 | 277.7778 | 38.6667
914 | 0.96884 | 277.7778 | 38.6667
915 | 0.96134 | 277.7778 | 38.6667
916 | 0.89747 | 277.7778 | 38.6667
917 | 0.93295 | 277.7778 | 38.6667
918 | 1.1292 | 277.7778 | 38.6667
919 | 1.1657 | 277.7778 | 38.6667
920 | 1.2844 | 277.7778 | 38.6667
921 | 1.3456 | 277.7778 | 38.6667
922 | 1.4123 | 277.7778 | 38.6667
923 | 1.2632 | 277.7778 | 38.6667
924 | 1.1896 | 277.7778 | 38.6667
925 | 1.0676 | 277.7778 | 38.6667
926 | 0.93886 | 277.7778 | 38.6667
927 | 0.91651 | 277.7778 | 38.6667
928 | 0.92024 | 277.7778 | 38.6667
929 | 1.186 | 277.7778 | 38.6667
930 | 1.443 | 277.7778 | 38.6667
931 | 1.2189 | 277.7778 | 38.6667
932 | 1.1287 | 277.7778 | 38.6667
933 | 0.93167 | 277.7778 | 38.6667
934 | 0.9493 | 277.7778 | 38.6667
935 | 1.1463 | 277.7778 | 38.6667
936 | 1.1475 | 277.7778 | 38.6667
937 | 1.0842 | 277.7778 | 38.6667
938 | 1.0533 | 277.7778 | 38.6667
939 | 1.0951 | 277.7778 | 38.6667
940 | 1.1044 | 277.7778 | 38.6667
941 | 1.0976 | 277.7778 | 38.6667
942 | 1.0693 | 277.7778 | 38.6667
943 | 1.1313 | 277.7778 | 38.6667
944 | 0.91855 | 277.7778 | 38.6667
945 | 1.0094 | 277.7778 | 38.6667
946 | 1.1665 | 277.7778 | 38.6667
947 | 1.1692 | 277.7778 | 38.6667
948 | 1.3571 | 277.7778 | 38.6667
949 | 1.2264 | 277.7778 | 38.6667
950 | 1.1894 | 277.7778 | 38.6667
951 | 1.193 | 277.7778 | 38.6667
952 | 1.2231 | 277.7778 | 38.6667
953 | 1.2734 | 277.7778 | 38.6667
954 | 1.4903 | 277.7778 | 38.6667
955 | 1.3098 | 277.7778 | 38.6667
956 | 0.99858 | 277.7778 | 38.6667
957 | 1.1794 | 277.7778 | 38.6667
958 | 1.1582 | 277.7778 | 38.6667
959 | 1.1737 | 277.7778 | 38.6667
960 | 1.1508 | 277.7778 | 38.6667
961 | 1.1389 | 277.7778 | 38.6667
962 | 1.1827 | 277.7778 | 38.6667
963 | 1.0932 | 277.7778 | 38.6667
964 | 1.0477 | 277.7778 | 38.6667
965 | 0.94726 | 277.7778 | 38.6667
966 | 0.89898 | 277.7778 | 38.6667
967 | 0.89322 | 277.7778 | 38.6667
968 | 0.89487 | 277.7778 | 38.6667
969 | 0.99596 | 277.7778 | 38.6667
970 | 1.0584 | 277.7778 | 38.6667
971 | 1.054 | 277.7778 | 38.6667
972 | 0.99163 | 277.7778 | 38.6667
973 | 1.0441 | 277.7778 | 38.6667
974 | 1.0127 | 277.7778 | 38.6667
975 | 0.95612 | 277.7778 | 38.6667
976 | 1.1878 | 277.7778 | 38.6667
977 | 1.2945 | 277.7778 | 38.6667
978 | 1.1174 | 277.7778 | 38.6667
979 | 1.099 | 277.7778 | 38.6667
980 | 1.2657 | 277.7778 | 38.6667
981 | 1.2151 | 277.7778 | 38.6667
982 | 1.2257 | 277.7778 | 38.6667
983 | 0.95728 | 277.7778 | 38.6667
984 | 0.93165 | 277.7778 | 38.6667
985 | 0.90288 | 277.7778 | 38.6667
986 | 0.89713 | 277.7778 | 38.6667
987 | 0.88069 | 277.7778 | 38.6667
988 | 0.87308 | 277.7778 | 38.6667
989 | 0.90247 | 277.7778 | 38.6667
990 | 1.1116 | 277.7778 | 38.6667
991 | 1.2206 | 277.7778 | 38.6667
992 | 1.2166 | 277.7778 | 38.6667
993 | 1.2394 | 277.7778 | 38.6667
994 | 1.199 | 277.7778 | 38.6667
995 | 1.1903 | 277.7778 | 38.6667
996 | 1.1513 | 277.7778 | 38.6667
997 | 1.1309 | 277.7778 | 38.6667
998 | 1.3073 | 277.7778 | 38.6667
999 | 1.3318 | 277.7778 | 38.6667
1000 | 1.3608 | 277.7778 | 38.6667
1001 | 1.3156 | 277.7778 | 38.6667
1002 | 1.3543 | 277.7778 | 38.6667
1003 | 1.311 | 277.7778 | 38.6667
1004 | 1.3541 | 277.7778 | 38.6667
1005 | 1.3151 | 277.7778 | 38.6667
1006 | 1.356 | 277.7778 | 38.6667
1007 | 1.177 | 277.7778 | 38.6667
1008 | 0.99534 | 277.7778 | 38.6667
1009 | 1.0085 | 277.7778 | 38.6667
1010 | 0.98497 | 277.7778 | 38.6667
1011 | 0.99928 | 277.7778 | 38.6667
1012 | 1.1325 | 277.7778 | 38.6667
1013 | 1.2575 | 277.7778 | 38.6667
1014 | 1.3697 | 277.7778 | 38.6667
1015 | 1.0496 | 277.7778 | 38.6667
1016 | 1.1677 | 277.7778 | 38.6667
1017 | 1.0912 | 277.7778 | 38.6667
1018 | 1.1605 | 277.7778 | 38.6667
1019 | 1.224 | 277.7778 | 38.6667
1020 | 1.152 | 277.7778 | 38.6667
1021 | 1.12 | 277.7778 | 38.6667
1022 | 1.0804 | 277.7778 | 38.6667
1023 | 1.0921 | 277.7778 | 38.6667
1024 | 1.3941 | 277.7778 | 38.6667
1025 | 1.4814 | 277.7778 | 38.6667
1026 | 1.954 | 277.7778 | 38.6667
1027 | 1.5276 | 277.7778 | 38.6667
1028 | 1.26 | 277.7778 | 38.6667
1029 | 1.2122 | 277.7778 | 38.6667
1030 | 1.1198 | 277.7778 | 38.6667
1031 | 0.88368 | 277.7778 | 38.6667
1032 | 1.0468 | 277.7778 | 38.6667
1033 | 1.0668 | 277.7778 | 38.6667
1034 | 1.0449 | 277.7778 | 38.6667
1035 | 1.0047 | 277.7778 | 38.6667
1036 | 0.85329 | 277.7778 | 38.6667
1037 | 1.0778 | 277.7778 | 38.6667
1038 | 1.2728 | 277.7778 | 38.6667
1039 | 1.625 | 277.7778 | 38.6667
1040 | 1.6825 | 277.7778 | 38.6667
1041 | 1.594 | 277.7778 | 38.6667
1042 | 1.5638 | 277.7778 | 38.6667
1043 | 1.5083 | 277.7778 | 38.6667
1044 | 1.5262 | 277.7778 | 38.6667
1045 | 1.5155 | 277.7778 | 38.6667
1046 | 1.495 | 277.7778 | 38.6667
1047 | 1.2569 | 277.7778 | 38.6667
1048 | 1.4048 | 277.7778 | 38.6667
1049 | 1.6277 | 277.7778 | 38.6667
1050 | 2.136 | 277.7778 | 38.6667
1051 | 1.534 | 277.7778 | 38.6667
1052 | 1.2838 | 277.7778 | 38.6667
1053 | 1.1585 | 277.7778 | 38.6667
1054 | 1.0219 | 277.7778 | 38.6667
1055 | 1.0866 | 277.7778 | 38.6667
1056 | 1.0783 | 277.7778 | 38.6667
1057 | 1.0695 | 277.7778 | 38.6667
1058 | 1.0335 | 277.7778 | 38.6667
1059 | 1.0311 | 277.7778 | 38.6667
1060 | 1.027 | 277.7778 | 38.6667
1061 | 1.066 | 277.7778 | 38.6667
1062 | 1.2083 | 277.7778 | 38.6667
1063 | 1.2088 | 277.7778 | 38.6667
1064 | 1.2383 | 277.7778 | 38.6667
1065 | 1.1741 | 277.7778 | 38.6667
1066 | 1.094 | 277.7778 | 38.6667
1067 | 1.1201 | 277.7778 | 38.6667
1068 | 1.2273 | 277.7778 | 38.6667
1069 | 1.2893 | 277.7778 | 38.6667
1070 | 1.278 | 277.7778 | 38.6667
1071 | 1.0627 | 277.7778 | 38.6667
1072 | 1.1507 | 277.7778 | 38.6667
1073 | 1.2311 | 277.7778 | 38.6667
1074 | 1.4069 | 277.7778 | 38.6667
1075 | 1.4005 | 277.7778 | 38.6667
1076 | 1.0664 | 277.7778 | 38.6667
1077 | 0.8772 | 277.7778 | 38.6667
1078 | 0.88011 | 277.7778 | 38.6667
1079 | 1.0341 | 277.7778 | 38.6667
1080 | 1.047 | 277.7778 | 38.6667
1081 | 1.0377 | 277.7778 | 38.6667
1082 | 1.0088 | 277.7778 | 38.6667
1083 | 1.0387 | 277.7778 | 38.6667
1084 | 1.1014 | 277.7778 | 38.6667
1085 | 1.1082 | 277.7778 | 38.6667
1086 | 1.1884 | 277.7778 | 38.6667
1087 | 1.5718 | 277.7778 | 38.6667
1088 | 1.6145 | 277.7778 | 38.6667
1089 | 1.6643 | 277.7778 | 38.6667
1090 | 1.6443 | 277.7778 | 38.6667
1091 | 1.5956 | 277.7778 | 38.6667
1092 | 1.3826 | 277.7778 | 38.6667
1093 | 1.5463 | 277.7778 | 38.6667
1094 | 1.4808 | 277.7778 | 38.6667
1095 | 1.437 | 277.7778 | 38.6667
1096 | 1.4361 | 277.7778 | 38.6667
1097 | 1.3338 | 277.7778 | 38.6667
1098 | 1.536 | 277.7778 | 38.6667
1099 | 1.1475 | 277.7778 | 38.6667
1100 | 1.1375 | 277.7778 | 38.6667
1101 | 0.94889 | 277.7778 | 38.6667
1102 | 0.82508 | 277.7778 | 38.6667
1103 | 1.2373 | 277.7778 | 38.6667
1104 | 1.181 | 277.7778 | 38.6667
1105 | 1.1727 | 277.7778 | 38.6667
1106 | 1.1576 | 277.7778 | 38.6667
1107 | 1.1559 | 277.7778 | 38.6667
1108 | 1.1593 | 277.7778 | 38.6667
1109 | 1.157 | 277.7778 | 38.6667
1110 | 1.1891 | 277.7778 | 38.6667
1111 | 1.2063 | 277.7778 | 38.6667
1112 | 1.2896 | 277.7778 | 38.6667
1113 | 1.4352 | 277.7778 | 38.6667
1114 | 1.2241 | 277.7778 | 38.6667
1115 | 1.1803 | 277.7778 | 38.6667
1116 | 1.4301 | 277.7778 | 38.6667
1117 | 1.3417 | 277.7778 | 38.6667
1118 | 1.2961 | 277.7778 | 38.6667
1119 | 1.063 | 277.7778 | 38.6667
1120 | 1.1048 | 277.7778 | 38.6667
1121 | 1.5174 | 277.7778 | 38.6667
1122 | 1.733 | 277.7778 | 38.6667
1123 | 1.3853 | 277.7778 | 38.6667
1124 | 1.1602 | 277.7778 | 38.6667
1125 | 1.2488 | 277.7778 | 38.6667
1126 | 1.2531 | 277.7778 | 38.6667
1127 | 1.243 | 277.7778 | 38.6667
1128 | 1.2062 | 277.7778 | 38.6667
1129 | 1.2121 | 277.7778 | 38.6667
1130 | 1.198 | 277.7778 | 38.6667
1131 | 1.1688 | 277.7778 | 38.6667
1132 | 1.1728 | 277.7778 | 38.6667
1133 | 1.1749 | 277.7778 | 38.6667
1134 | 1.183 | 277.7778 | 38.6667
1135 | 1.2087 | 277.7778 | 38.6667
1136 | 1.2513 | 277.7778 | 38.6667
1137 | 1.2526 | 277.7778 | 38.6667
1138 | 1.2519 | 277.7778 | 38.6667
1139 | 1.2533 | 277.7778 | 38.6667
1140 | 1.2368 | 277.7778 | 38.6667
1141 | 1.2287 | 277.7778 | 38.6667
1142 | 1.2031 | 277.7778 | 38.6667
1143 | 1.2248 | 277.7778 | 38.6667
1144 | 1.2427 | 277.7778 | 38.6667
1145 | 1.1355 | 277.7778 | 38.6667
1146 | 1.3068 | 277.7778 | 38.6667
1147 | 1.3651 | 277.7778 | 38.6667
1148 | 1.0639 | 277.7778 | 38.6667
1149 | 1.0675 | 277.7778 | 38.6667
1150 | 1.0909 | 277.7778 | 38.6667
1151 | 1.2205 | 277.7778 | 38.6667
1152 | 1.2225 | 277.7778 | 38.6667
1153 | 1.2108 | 277.7778 | 38.6667
1154 | 1.2363 | 277.7778 | 38.6667
1155 | 1.2346 | 277.7778 | 38.6667
1156 | 1.2617 | 277.7778 | 38.6667
1157 | 1.1059 | 277.7778 | 38.6667
1158 | 1.5307 | 277.7778 | 38.6667
1159 | 2.0804 | 277.7778 | 38.6667
1160 | 1.7401 | 277.7778 | 38.6667
1161 | 1.6454 | 277.7778 | 38.6667
1162 | 1.6207 | 277.7778 | 38.6667
1163 | 1.2293 | 277.7778 | 38.6667
1164 | 1.1811 | 277.7778 | 38.6667
1165 | 1.163 | 277.7778 | 38.6667
1166 | 1.1145 | 277.7778 | 38.6667
1167 | 1.1161 | 277.7778 | 38.6667
1168 | 1.1759 | 277.7778 | 38.6667
1169 | 1.532 | 277.7778 | 38.6667
1170 | 1.7768 | 277.7778 | 38.6667
1171 | 1.5117 | 277.7778 | 38.6667
1172 | 1.1474 | 277.7778 | 38.6667
1173 | 1.1176 | 277.7778 | 38.6667
1174 | 1.0279 | 277.7778 | 38.6667
1175 | 0.96154 | 277.7778 | 38.6667
1176 | 0.8654 | 277.7778 | 38.6667
1177 | 1.0116 | 277.7778 | 38.6667
1178 | 0.96137 | 277.7778 | 38.6667
1179 | 0.96902 | 277.7778 | 38.6667
1180 | 0.96824 | 277.7778 | 38.6667
1181 | 1.1347 | 277.7778 | 38.6667
1182 | 1.0239 | 277.7778 | 38.6667
1183 | 1.307 | 277.7778 | 38.6667
1184 | 1.1359 | 277.7778 | 38.6667
1185 | 1.3368 | 277.7778 | 38.6667
1186 | 1.3385 | 277.7778 | 38.6667
1187 | 1.218 | 277.7778 | 38.6667
1188 | 1.2306 | 277.7778 | 38.6667
1189 | 1.2518 | 277.7778 | 38.6667
1190 | 1.1878 | 277.7778 | 38.6667
1191 | 1.1334 | 277.7778 | 38.6667
1192 | 1.0781 | 277.7778 | 38.6667
1193 | 1.3471 | 277.7778 | 38.6667
1194 | 1.5725 | 277.7778 | 38.6667
1195 | 1.2115 | 277.7778 | 38.6667
1196 | 1.0894 | 277.7778 | 38.6667
1197 | 1.0794 | 277.7778 | 38.6667
1198 | 1.0471 | 277.7778 | 38.6667
1199 | 0.97229 | 277.7778 | 38.6667
1200 | 1.0081 | 277.7778 | 38.6667
1201 | 0.96731 | 277.7778 | 38.6667
1202 | 0.96608 | 277.7778 | 38.6667
1203 | 0.97026 | 277.7778 | 38.6667
1204 | 0.95121 | 277.7778 | 38.6667
1205 | 1.0101 | 277.7778 | 38.6667
1206 | 1.1719 | 277.7778 | 38.6667
1207 | 1.2246 | 277.7778 | 38.6667
1208 | 1.2027 | 277.7778 | 38.6667
1209 | 1.1229 | 277.7778 | 38.6667
1210 | 1.007 | 277.7778 | 38.6667
1211 | 1.0636 | 277.7778 | 38.6667
1212 | 1.16 | 277.7778 | 38.6667
1213 | 1.0621 | 277.7778 | 38.6667
1214 | 0.99764 | 277.7778 | 38.6667
1215 | 1.018 | 277.7778 | 38.6667
1216 | 1.043 | 277.7778 | 38.6667
1217 | 1.2721 | 277.7778 | 38.6667
1218 | 1.5624 | 277.7778 | 38.6667
1219 | 1.481 | 277.7778 | 38.6667
1220 | 1.2604 | 277.7778 | 38.6667
1221 | 0.9979 | 277.7778 | 38.6667
1222 | 0.85666 | 277.7778 | 38.6667
1223 | 1.0692 | 277.7778 | 38.6667
1224 | 1.11 | 277.7778 | 38.6667
1225 | 1.0863 | 277.7778 | 38.6667
1226 | 1.0854 | 277.7778 | 38.6667
1227 | 1.0709 | 277.7778 | 38.6667
1228 | 1.074 | 277.7778 | 38.6667
1229 | 1.1225 | 277.7778 | 38.6667
1230 | 1.2028 | 277.7778 | 38.6667
1231 | 1.4634 | 277.7778 | 38.6667
1232 | 1.4646 | 277.7778 | 38.6667
1233 | 1.3918 | 277.7778 | 38.6667
1234 | 1.3501 | 277.7778 | 38.6667
1235 | 1.3466 | 277.7778 | 38.6667
1236 | 1.3015 | 277.7778 | 38.6667
1237 | 1.2931 | 277.7778 | 38.6667
1238 | 1.2199 | 277.7778 | 38.6667
1239 | 1.1082 | 277.7778 | 38.6667
1240 | 1.1706 | 277.7778 | 38.6667
1241 | 1.3409 | 277.7778 | 38.6667
1242 | 1.8944 | 277.7778 | 38.6667
1243 | 1.5967 | 277.7778 | 38.6667
1244 | 1.3033 | 277.7778 | 38.6667
1245 | 1.2143 | 277.7778 | 38.6667
1246 | 1.0646 | 277.7778 | 38.6667
1247 | 0.83167 | 277.7778 | 38.6667
1248 | 1.1076 | 277.7778 | 38.6667
1249 | 1.0624 | 277.7778 | 38.6667
1250 | 1.0518 | 277.7778 | 38.6667
1251 | 1.0673 | 277.7778 | 38.6667
1252 | 1.0584 | 277.7778 | 38.6667
1253 | 1.093 | 277.7778 | 38.6667
1254 | 1.4286 | 277.7778 | 38.6667
1255 | 1.3958 | 277.7778 | 38.6667
1256 | 1.288 | 277.7778 | 38.6667
1257 | 1.3602 | 277.7778 | 38.6667
1258 | 1.3799 | 277.7778 | 38.6667
1259 | 1.2699 | 277.7778 | 38.6667
1260 | 1.194 | 277.7778 | 38.6667
1261 | 1.0865 | 277.7778 | 38.6667
1262 | 1.1138 | 277.7778 | 38.6667
1263 | 1.0882 | 277.7778 | 38.6667
1264 | 0.99014 | 277.7778 | 38.6667
1265 | 1.2143 | 277.7778 | 38.6667
1266 | 1.4127 | 277.7778 | 38.6667
1267 | 1.2353 | 277.7778 | 38.6667
1268 | 1.0315 | 277.7778 | 38.6667
1269 | 1.3852 | 277.7778 | 38.6667
1270 | 1.3434 | 277.7778 | 38.6667
1271 | 1.2902 | 277.7778 | 38.6667
1272 | 1.3546 | 277.7778 | 38.6667
1273 | 1.3045 | 277.7778 | 38.6667
1274 | 1.2632 | 277.7778 | 38.6667
1275 | 1.2188 | 277.7778 | 38.6667
1276 | 1.0634 | 277.7778 | 38.6667
1277 | 1.0572 | 277.7778 | 38.6667
1278 | 1.0432 | 277.7778 | 38.6667
1279 | 1.1096 | 277.7778 | 38.6667
1280 | 1.1876 | 277.7778 | 38.6667
1281 | 1.1528 | 277.7778 | 38.6667
1282 | 1.2967 | 277.7778 | 38.6667
1283 | 1.158 | 277.7778 | 38.6667
1284 | 1.1422 | 277.7778 | 38.6667
1285 | 1.1262 | 277.7778 | 38.6667
1286 | 1.1018 | 277.7778 | 38.6667
1287 | 1.1022 | 277.7778 | 38.6667
1288 | 1.1032 | 277.7778 | 38.6667
1289 | 1.2109 | 277.7778 | 38.6667
1290 | 1.3697 | 277.7778 | 38.6667
1291 | 1.2249 | 277.7778 | 38.6667
1292 | 1.0951 | 277.7778 | 38.6667
1293 | 1.1056 | 277.7778 | 38.6667
1294 | 1.0728 | 277.7778 | 38.6667
1295 | 1.0283 | 277.7778 | 38.6667
1296 | 0.8946 | 277.7778 | 38.6667
1297 | 0.93081 | 277.7778 | 38.6667
1298 | 0.96228 | 277.7778 | 38.6667
1299 | 0.99637 | 277.7778 | 38.6667
1300 | 0.96597 | 277.7778 | 38.6667
1301 | 0.9183 | 277.7778 | 38.6667
1302 | 0.86936 | 277.7778 | 38.6667
1303 | 0.91013 | 277.7778 | 38.6667
1304 | 0.97255 | 277.7778 | 38.6667
1305 | 1.2059 | 277.7778 | 38.6667
1306 | 1.2725 | 277.7778 | 38.6667
1307 | 1.2965 | 277.7778 | 38.6667
1308 | 1.2902 | 277.7778 | 38.6667
1309 | 1.2439 | 277.7778 | 38.6667
1310 | 1.1597 | 277.7778 | 38.6667
1311 | 1.1741 | 277.7778 | 38.6667
1312 | 1.1695 | 277.7778 | 38.6667
1313 | 1.423 | 277.7778 | 38.6667
1314 | 1.1701 | 277.7778 | 38.6667
1315 | 1.2006 | 277.7778 | 38.6667
1316 | 1.2462 | 277.7778 | 38.6667
1317 | 1.2089 | 277.7778 | 38.6667
1318 | 1.2055 | 277.7778 | 38.6667
1319 | 1.1558 | 277.7778 | 38.6667
1320 | 1.1158 | 277.7778 | 38.6667
1321 | 1.1725 | 277.7778 | 38.6667
1322 | 1.1321 | 277.7778 | 38.6667
1323 | 1.1307 | 277.7778 | 38.6667
1324 | 1.1176 | 277.7778 | 38.6667
1325 | 1.2622 | 277.7778 | 38.6667
1326 | 1.0866 | 277.7778 | 38.6667
1327 | 1.4099 | 277.7778 | 38.6667
1328 | 1.5228 | 277.7778 | 38.6667
1329 | 1.3418 | 277.7778 | 38.6667
1330 | 1.2835 | 277.7778 | 38.6667
1331 | 1.202 | 277.7778 | 38.6667
1332 | 1.28 | 277.7778 | 38.6667
1333 | 1.2214 | 277.7778 | 38.6667
1334 | 1.0791 | 277.7778 | 38.6667
1335 | 1.0513 | 277.7778 | 38.6667
1336 | 1.0466 | 277.7778 | 38.6667
1337 | 1.147 | 277.7778 | 38.6667
1338 | 1.341 | 277.7778 | 38.6667
1339 | 1.112 | 277.7778 | 38.6667
1340 | 1.053 | 277.7778 | 38.6667
1341 | 1.1926 | 277.7778 | 38.6667
1342 | 1.1265 | 277.7778 | 38.6667
1343 | 0.86729 | 277.7778 | 38.6667
1344 | 0.88352 | 277.7778 | 38.6667
1345 | 1.0351 | 277.7778 | 38.6667
1346 | 1.0101 | 277.7778 | 38.6667
1347 | 1.0287 | 277.7778 | 38.6667
1348 | 0.96181 | 277.7778 | 38.6667
1349 | 1.0059 | 277.7778 | 38.6667
1350 | 1.0856 | 277.7778 | 38.6667
1351 | 1.3736 | 277.7778 | 38.6667
1352 | 1.289 | 277.7778 | 38.6667
1353 | 1.3204 | 277.7778 | 38.6667
1354 | 1.3736 | 277.7778 | 38.6667
1355 | 1.3969 | 277.7778 | 38.6667
1356 | 1.2743 | 277.7778 | 38.6667
1357 | 1.2914 | 277.7778 | 38.6667
1358 | 1.2374 | 277.7778 | 38.6667
1359 | 1.1558 | 277.7778 | 38.6667
1360 | 1.1084 | 277.7778 | 38.6667
1361 | 1.2915 | 277.7778 | 38.6667
1362 | 1.6857 | 277.7778 | 38.6667
1363 | 1.3148 | 277.7778 | 38.6667
1364 | 1.3256 | 277.7778 | 38.6667
1365 | 1.1885 | 277.7778 | 38.6667
1366 | 1.2675 | 277.7778 | 38.6667
1367 | 0.99977 | 277.7778 | 38.6667
1368 | 1.0459 | 277.7778 | 38.6667
1369 | 0.99489 | 277.7778 | 38.6667
1370 | 1.0004 | 277.7778 | 38.6667
1371 | 1.0158 | 277.7778 | 38.6667
1372 | 1.0442 | 277.7778 | 38.6667
1373 | 1.0955 | 277.7778 | 38.6667
1374 | 1.3056 | 277.7778 | 38.6667
1375 | 1.5273 | 277.7778 | 38.6667
1376 | 1.6427 | 277.7778 | 38.6667
1377 | 1.6398 | 277.7778 | 38.6667
1378 | 1.646 | 277.7778 | 38.6667
1379 | 1.5624 | 277.7778 | 38.6667
1380 | 1.4391 | 277.7778 | 38.6667
1381 | 1.4586 | 277.7778 | 38.6667
1382 | 1.4408 | 277.7778 | 38.6667
1383 | 1.3912 | 277.7778 | 38.6667
1384 | 1.3206 | 277.7778 | 38.6667
1385 | 1.4385 | 277.7778 | 38.6667
1386 | 2.2168 | 277.7778 | 38.6667
1387 | 2.18 | 277.7778 | 38.6667
1388 | 1.4609 | 277.7778 | 38.6667
1389 | 1.2314 | 277.7778 | 38.6667
1390 | 1.2085 | 277.7778 | 38.6667
1391 | 1.0584 | 277.7778 | 38.6667
1392 | 1.1787 | 277.7778 | 38.6667
1393 | 1.0588 | 277.7778 | 38.6667
1394 | 1.0321 | 277.7778 | 38.6667
1395 | 1.058 | 277.7778 | 38.6667
1396 | 1.0784 | 277.7778 | 38.6667
1397 | 1.0938 | 277.7778 | 38.6667
1398 | 1.28 | 277.7778 | 38.6667
1399 | 1.2851 | 277.7778 | 38.6667
1400 | 1.6022 | 277.7778 | 38.6667
1401 | 1.5614 | 277.7778 | 38.6667
1402 | 1.517 | 277.7778 | 38.6667
1403 | 1.3099 | 277.7778 | 38.6667
1404 | 1.2316 | 277.7778 | 38.6667
1405 | 1.185 | 277.7778 | 38.6667
1406 | 1.1934 | 277.7778 | 38.6667
1407 | 1.1532 | 277.7778 | 38.6667
1408 | 1.2943 | 277.7778 | 38.6667
1409 | 1.3547 | 277.7778 | 38.6667
1410 | 1.6606 | 277.7778 | 38.6667
1411 | 1.5195 | 277.7778 | 38.6667
1412 | 1.2441 | 277.7778 | 38.6667
1413 | 1.2057 | 277.7778 | 38.6667
1414 | 0.89129 | 277.7778 | 38.6667
1415 | 0.99737 | 277.7778 | 38.6667
1416 | 1.004 | 277.7778 | 38.6667
1417 | 0.93124 | 277.7778 | 38.6667
1418 | 1.0819 | 277.7778 | 38.6667
1419 | 1.0955 | 277.7778 | 38.6667
1420 | 1.011 | 277.7778 | 38.6667
1421 | 1.0574 | 277.7778 | 38.6667
1422 | 1.1528 | 277.7778 | 38.6667
1423 | 1.4368 | 277.7778 | 38.6667
1424 | 1.4307 | 277.7778 | 38.6667
1425 | 1.3891 | 277.7778 | 38.6667
1426 | 1.3553 | 277.7778 | 38.6667
1427 | 1.1119 | 277.7778 | 38.6667
1428 | 1.163 | 277.7778 | 38.6667
1429 | 1.0503 | 277.7778 | 38.6667
1430 | 0.94799 | 277.7778 | 38.6667
1431 | 1.0854 | 277.7778 | 38.6667
1432 | 1.1911 | 277.7778 | 38.6667
1433 | 1.3545 | 277.7778 | 38.6667
1434 | 1.6412 | 277.7778 | 38.6667
1435 | 1.7628 | 277.7778 | 38.6667
1436 | 1.2613 | 277.7778 | 38.6667
1437 | 1.1283 | 277.7778 | 38.6667
1438 | 1.1703 | 277.7778 | 38.6667
1439 | 1.2261 | 277.7778 | 38.6667
1440 | 1.359 | 277.7778 | 38.6667
1441 | 1.2151 | 277.7778 | 38.6667
1442 | 1.203 | 277.7778 | 38.6667
1443 | 1.2019 | 277.7778 | 38.6667
1444 | 1.2084 | 277.7778 | 38.6667
1445 | 1.2056 | 277.7778 | 38.6667
1446 | 1.1833 | 277.7778 | 38.6667
1447 | 1.2285 | 277.7778 | 38.6667
1448 | 1.359 | 277.7778 | 38.6667
1449 | 1.2942 | 277.7778 | 38.6667
1450 | 1.5111 | 277.7778 | 38.6667
1451 | 1.2958 | 277.7778 | 38.6667
1452 | 1.2159 | 277.7778 | 38.6667
1453 | 1.1334 | 277.7778 | 38.6667
1454 | 1.1096 | 277.7778 | 38.6667
1455 | 1.2318 | 277.7778 | 38.6667
1456 | 1.2844 | 277.7778 | 38.6667
1457 | 1.5833 | 277.7778 | 38.6667
1458 | 1.8325 | 277.7778 | 38.6667
1459 | 1.4984 | 277.7778 | 38.6667
1460 | 1.0842 | 277.7778 | 38.6667
1461 | 1.1923 | 277.7778 | 38.6667
1462 | 1.113 | 277.7778 | 38.6667
1463 | 1.0027 | 277.7778 | 38.6667
1464 | 0.96384 | 277.7778 | 38.6667
1465 | 0.81073 | 277.7778 | 38.6667
1466 | 0.7883 | 277.7778 | 38.6667
1467 | 0.79485 | 277.7778 | 38.6667
1468 | 0.90145 | 277.7778 | 38.6667
1469 | 0.97806 | 277.7778 | 38.6667
1470 | 1.0827 | 277.7778 | 38.6667
1471 | 1.1349 | 277.7778 | 38.6667
1472 | 1.1436 | 277.7778 | 38.6667
1473 | 1.1225 | 277.7778 | 38.6667
1474 | 1.1632 | 277.7778 | 38.6667
1475 | 1.1833 | 277.7778 | 38.6667
1476 | 1.1634 | 277.7778 | 38.6667
1477 | 1.1372 | 277.7778 | 38.6667
1478 | 1.1535 | 277.7778 | 38.6667
1479 | 1.2681 | 277.7778 | 38.6667
1480 | 1.3454 | 277.7778 | 38.6667
1481 | 1.4128 | 277.7778 | 38.6667
1482 | 1.7041 | 277.7778 | 38.6667
1483 | 1.7258 | 277.7778 | 38.6667
1484 | 1.3382 | 277.7778 | 38.6667
1485 | 1.1642 | 277.7778 | 38.6667
1486 | 1.1882 | 277.7778 | 38.6667
1487 | 1.2332 | 277.7778 | 38.6667
1488 | 1.2404 | 277.7778 | 38.6667
1489 | 1.1835 | 277.7778 | 38.6667
1490 | 1.1934 | 277.7778 | 38.6667
1491 | 1.1813 | 277.7778 | 38.6667
1492 | 1.2095 | 277.7778 | 38.6667
1493 | 1.2186 | 277.7778 | 38.6667
1494 | 1.6065 | 277.7778 | 38.6667
1495 | 1.8941 | 277.7778 | 38.6667
1496 | 1.9169 | 277.7778 | 38.6667
1497 | 1.41 | 277.7778 | 38.6667
1498 | 1.3023 | 277.7778 | 38.6667
1499 | 1.1935 | 277.7778 | 38.6667
1500 | 1.1367 | 277.7778 | 38.6667
1501 | 1.1252 | 277.7778 | 38.6667
1502 | 1.1965 | 277.7778 | 38.6667
1503 | 1.2583 | 277.7778 | 38.6667
1504 | 1.1725 | 277.7778 | 38.6667
1505 | 1.4976 | 277.7778 | 38.6667
1506 | 1.5788 | 277.7778 | 38.6667
1507 | 1.4908 | 277.7778 | 38.6667
1508 | 1.1313 | 277.7778 | 38.6667
1509 | 1.3106 | 277.7778 | 38.6667
1510 | 1.0945 | 277.7778 | 38.6667
1511 | 1.0144 | 277.7778 | 38.6667
1512 | 0.99408 | 277.7778 | 38.6667
1513 | 0.98836 | 277.7778 | 38.6667
1514 | 0.97167 | 277.7778 | 38.6667
1515 | 0.99055 | 277.7778 | 38.6667
1516 | 1.0433 | 277.7778 | 38.6667
1517 | 1.0727 | 277.7778 | 38.6667
1518 | 1.0829 | 277.7778 | 38.6667
1519 | 1.2511 | 277.7778 | 38.6667
1520 | 1.1758 | 277.7778 | 38.6667
1521 | 1.1443 | 277.7778 | 38.6667
1522 | 1.0316 | 277.7778 | 38.6667
1523 | 0.98374 | 277.7778 | 38.6667
1524 | 0.94657 | 277.7778 | 38.6667
1525 | 0.96755 | 277.7778 | 38.6667
1526 | 1.0184 | 277.7778 | 38.6667
1527 | 1.1949 | 277.7778 | 38.6667
1528 | 1.3217 | 277.7778 | 38.6667
1529 | 1.265 | 277.7778 | 38.6667
1530 | 1.7736 | 277.7778 | 38.6667
1531 | 1.356 | 277.7778 | 38.6667
1532 | 1.0804 | 277.7778 | 38.6667
1533 | 0.97169 | 277.7778 | 38.6667
1534 | 0.89602 | 277.7778 | 38.6667
1535 | 1.0306 | 277.7778 | 38.6667
1536 | 1.0765 | 277.7778 | 38.6667
1537 | 1.0435 | 277.7778 | 38.6667
1538 | 1.0529 | 277.7778 | 38.6667
1539 | 1.0541 | 277.7778 | 38.6667
1540 | 1.0534 | 277.7778 | 38.6667
1541 | 0.99556 | 277.7778 | 38.6667
1542 | 1.3481 | 277.7778 | 38.6667
1543 | 1.6481 | 277.7778 | 38.6667
1544 | 1.5957 | 277.7778 | 38.6667
1545 | 1.1684 | 277.7778 | 38.6667
1546 | 0.99676 | 277.7778 | 38.6667
1547 | 0.98545 | 277.7778 | 38.6667
1548 | 1.1468 | 277.7778 | 38.6667
1549 | 1.1693 | 277.7778 | 38.6667
1550 | 0.94844 | 277.7778 | 38.6667
1551 | 1.0256 | 277.7778 | 38.6667
1552 | 1.2893 | 277.7778 | 38.6667
1553 | 1.5585 | 277.7778 | 38.6667
1554 | 2.1089 | 277.7778 | 38.6667
1555 | 2.0584 | 277.7778 | 38.6667
1556 | 1.2333 | 277.7778 | 38.6667
1557 | 1.0299 | 277.7778 | 38.6667
1558 | 1.1852 | 277.7778 | 38.6667
1559 | 1.1649 | 277.7778 | 38.6667
1560 | 1.1285 | 277.7778 | 38.6667
1561 | 1.0754 | 277.7778 | 38.6667
1562 | 1.0715 | 277.7778 | 38.6667
1563 | 1.0454 | 277.7778 | 38.6667
1564 | 1.0974 | 277.7778 | 38.6667
1565 | 1.1975 | 277.7778 | 38.6667
1566 | 1.3736 | 277.7778 | 38.6667
1567 | 1.3929 | 277.7778 | 38.6667
1568 | 1.3701 | 277.7778 | 38.6667
1569 | 1.2301 | 277.7778 | 38.6667
1570 | 1.2562 | 277.7778 | 38.6667
1571 | 1.2087 | 277.7778 | 38.6667
1572 | 1.1795 | 277.7778 | 38.6667
1573 | 1.1828 | 277.7778 | 38.6667
1574 | 1.1795 | 277.7778 | 38.6667
1575 | 1.1759 | 277.7778 | 38.6667
1576 | 1.159 | 277.7778 | 38.6667
1577 | 1.1894 | 277.7778 | 38.6667
1578 | 1.5641 | 277.7778 | 38.6667
1579 | 1.3301 | 277.7778 | 38.6667
1580 | 1.4265 | 277.7778 | 38.6667
1581 | 1.2167 | 277.7778 | 38.6667
1582 | 1.1669 | 277.7778 | 38.6667
1583 | 1.0491 | 277.7778 | 38.6667
1584 | 0.91965 | 277.7778 | 38.6667
1585 | 0.78015 | 277.7778 | 38.6667
1586 | 0.77747 | 277.7778 | 38.6667
1587 | 0.80809 | 277.7778 | 38.6667
1588 | 0.85931 | 277.7778 | 38.6667
1589 | 1.1061 | 277.7778 | 38.6667
1590 | 1.3863 | 277.7778 | 38.6667
1591 | 1.1883 | 277.7778 | 38.6667
1592 | 1.1627 | 277.7778 | 38.6667
1593 | 1.0803 | 277.7778 | 38.6667
1594 | 1.2488 | 277.7778 | 38.6667
1595 | 1.1277 | 277.7778 | 38.6667
1596 | 1.0367 | 277.7778 | 38.6667
1597 | 0.9736 | 277.7778 | 38.6667
1598 | 1.0797 | 277.7778 | 38.6667
1599 | 1.131 | 277.7778 | 38.6667
1600 | 1.0756 | 277.7778 | 38.6667
1601 | 1.1974 | 277.7778 | 38.6667
1602 | 1.3601 | 277.7778 | 38.6667
1603 | 1.3926 | 277.7778 | 38.6667
1604 | 1.1679 | 277.7778 | 38.6667
1605 | 1.0807 | 277.7778 | 38.6667
1606 | 1.1749 | 277.7778 | 38.6667
1607 | 0.92013 | 277.7778 | 38.6667
1608 | 0.93249 | 277.7778 | 38.6667
1609 | 0.89341 | 277.7778 | 38.6667
1610 | 0.74075 | 277.7778 | 38.6667
1611 | 0.71979 | 277.7778 | 38.6667
1612 | 0.66843 | 277.7778 | 38.6667
1613 | 0.64295 | 277.7778 | 38.6667
1614 | 0.7539 | 277.7778 | 38.6667
1615 | 0.83301 | 277.7778 | 38.6667
1616 | 1.1015 | 277.7778 | 38.6667
1617 | 1.0741 | 277.7778 | 38.6667
1618 | 1.1044 | 277.7778 | 38.6667
1619 | 1.0706 | 277.7778 | 38.6667
1620 | 1.0083 | 277.7778 | 38.6667
1621 | 0.97702 | 277.7778 | 38.6667
1622 | 1.0341 | 277.7778 | 38.6667
1623 | 1.0171 | 277.7778 | 38.6667
1624 | 1.1802 | 277.7778 | 38.6667
1625 | 1.2489 | 277.7778 | 38.6667
1626 | 1.3688 | 277.7778 | 38.6667
1627 | 1.3643 | 277.7778 | 38.6667
1628 | 1.2096 | 277.7778 | 38.6667
1629 | 1.046 | 277.7778 | 38.6667
1630 | 0.95921 | 277.7778 | 38.6667
1631 | 0.73192 | 277.7778 | 38.6667
1632 | 0.63761 | 277.7778 | 38.6667
1633 | 0.62425 | 277.7778 | 38.6667
1634 | 0.51474 | 277.7778 | 38.6667
1635 | 0.51474 | 277.7778 | 38.6667
1636 | 0.50697 | 277.7778 | 38.6667
1637 | 0.47489 | 277.7778 | 38.6667
1638 | 0.44522 | 277.7778 | 38.6667
1639 | 0.48849 | 277.7778 | 38.6667
1640 | 0.48155 | 277.7778 | 38.6667
1641 | 0.64247 | 277.7778 | 38.6667
1642 | 0.7239 | 277.7778 | 38.6667
1643 | 0.78267 | 277.7778 | 38.6667
1644 | 0.64089 | 277.7778 | 38.6667
1645 | 0.547 | 277.7778 | 38.6667
1646 | 0.51474 | 277.7778 | 38.6667
1647 | 0.51515 | 277.7778 | 38.6667
1648 | 0.5682 | 277.7778 | 38.6667
1649 | 1.0091 | 277.7778 | 38.6667
1650 | 1.23 | 277.7778 | 38.6667
1651 | 1.2818 | 277.7778 | 38.6667
1652 | 1.132 | 277.7778 | 38.6667
1653 | 1.1032 | 277.7778 | 38.6667
1654 | 1.0794 | 277.7778 | 38.6667
1655 | 0.88951 | 277.7778 | 38.6667
1656 | 0.87163 | 277.7778 | 38.6667
1657 | 0.58213 | 277.7778 | 38.6667
1658 | 0.55809 | 277.7778 | 38.6667
1659 | 0.75576 | 277.7778 | 38.6667
1660 | 0.69304 | 277.7778 | 38.6667
1661 | 0.79291 | 277.7778 | 38.6667
1662 | 1.2038 | 277.7778 | 38.6667
1663 | 0.99476 | 277.7778 | 38.6667
1664 | 1.0009 | 277.7778 | 38.6667
1665 | 0.98233 | 277.7778 | 38.6667
1666 | 0.94665 | 277.7778 | 38.6667
1667 | 0.92232 | 277.7778 | 38.6667
1668 | 0.90687 | 277.7778 | 38.6667
1669 | 0.95442 | 277.7778 | 38.6667
1670 | 0.90058 | 277.7778 | 38.6667
1671 | 0.89883 | 277.7778 | 38.6667
1672 | 0.89455 | 277.7778 | 38.6667
1673 | 0.9803 | 277.7778 | 38.6667
1674 | 1.261 | 277.7778 | 38.6667
1675 | 1.1928 | 277.7778 | 38.6667
1676 | 0.96591 | 277.7778 | 38.6667
1677 | 0.88719 | 277.7778 | 38.6667
1678 | 0.81883 | 277.7778 | 38.6667
1679 | 0.88876 | 277.7778 | 38.6667
1680 | 0.93848 | 277.7778 | 38.6667
1681 | 0.9091 | 277.7778 | 38.6667
1682 | 0.88202 | 277.7778 | 38.6667
1683 | 0.86907 | 277.7778 | 38.6667
1684 | 0.86101 | 277.7778 | 38.6667
1685 | 0.94747 | 277.7778 | 38.6667
1686 | 0.96584 | 277.7778 | 38.6667
1687 | 1.0304 | 277.7778 | 38.6667
1688 | 0.97513 | 277.7778 | 38.6667
1689 | 1.0032 | 277.7778 | 38.6667
1690 | 0.96976 | 277.7778 | 38.6667
1691 | 0.84624 | 277.7778 | 38.6667
1692 | 0.8467 | 277.7778 | 38.6667
1693 | 0.72255 | 277.7778 | 38.6667
1694 | 0.79137 | 277.7778 | 38.6667
1695 | 0.86295 | 277.7778 | 38.6667
1696 | 0.85555 | 277.7778 | 38.6667
1697 | 0.94287 | 277.7778 | 38.6667
1698 | 1.3125 | 277.7778 | 38.6667
1699 | 1.3696 | 277.7778 | 38.6667
1700 | 0.94954 | 277.7778 | 38.6667
1701 | 0.78024 | 277.7778 | 38.6667
1702 | 0.65625 | 277.7778 | 38.6667
1703 | 0.65842 | 277.7778 | 38.6667
1704 | 0.70786 | 277.7778 | 38.6667
1705 | 0.68433 | 277.7778 | 38.6667
1706 | 0.76148 | 277.7778 | 38.6667
1707 | 0.83325 | 277.7778 | 38.6667
1708 | 0.73004 | 277.7778 | 38.6667
1709 | 0.74403 | 277.7778 | 38.6667
1710 | 0.98068 | 277.7778 | 38.6667
1711 | 1.1791 | 277.7778 | 38.6667
1712 | 1.355 | 277.7778 | 38.6667
1713 | 1.4683 | 277.7778 | 38.6667
1714 | 1.354 | 277.7778 | 38.6667
1715 | 1.3596 | 277.7778 | 38.6667
1716 | 1.1516 | 277.7778 | 38.6667
1717 | 1.0315 | 277.7778 | 38.6667
1718 | 0.92308 | 277.7778 | 38.6667
1719 | 1.0432 | 277.7778 | 38.6667
1720 | 0.89007 | 277.7778 | 38.6667
1721 | 1.0635 | 277.7778 | 38.6667
1722 | 1.6583 | 277.7778 | 38.6667
1723 | 1.7547 | 277.7778 | 38.6667
1724 | 1.106 | 277.7778 | 38.6667
1725 | 0.8987 | 277.7778 | 38.6667
1726 | 0.75496 | 277.7778 | 38.6667
1727 | 0.68128 | 277.7778 | 38.6667
1728 | 0.86096 | 277.7778 | 38.6667
1729 | 0.83256 | 277.7778 | 38.6667
1730 | 0.81303 | 277.7778 | 38.6667
1731 | 0.82404 | 277.7778 | 38.6667
1732 | 0.76137 | 277.7778 | 38.6667
1733 | 0.87208 | 277.7778 | 38.6667
1734 | 1.1377 | 277.7778 | 38.6667
1735 | 1.6378 | 277.7778 | 38.6667
1736 | 1.6478 | 277.7778 | 38.6667
1737 | 1.1578 | 277.7778 | 38.6667
1738 | 1.084 | 277.7778 | 38.6667
1739 | 0.94285 | 277.7778 | 38.6667
1740 | 0.88337 | 277.7778 | 38.6667
1741 | 0.87686 | 277.7778 | 38.6667
1742 | 0.87101 | 277.7778 | 38.6667
1743 | 0.89654 | 277.7778 | 38.6667
1744 | 1.007 | 277.7778 | 38.6667
1745 | 1.2806 | 277.7778 | 38.6667
1746 | 1.4461 | 277.7778 | 38.6667
1747 | 1.639 | 277.7778 | 38.6667
1748 | 1.2834 | 277.7778 | 38.6667
1749 | 0.99331 | 277.7778 | 38.6667
1750 | 0.8647 | 277.7778 | 38.6667
1751 | 0.691 | 277.7778 | 38.6667
1752 | 0.69361 | 277.7778 | 38.6667
1753 | 0.60572 | 277.7778 | 38.6667
1754 | 0.77923 | 277.7778 | 38.6667
1755 | 0.7821 | 277.7778 | 38.6667
1756 | 0.73568 | 277.7778 | 38.6667
1757 | 0.6153 | 277.7778 | 38.6667
1758 | 0.90715 | 277.7778 | 38.6667
1759 | 1.1702 | 277.7778 | 38.6667
1760 | 1.1493 | 277.7778 | 38.6667
1761 | 1.0519 | 277.7778 | 38.6667
1762 | 0.98618 | 277.7778 | 38.6667
1763 | 1.0433 | 277.7778 | 38.6667
1764 | 0.90947 | 277.7778 | 38.6667
1765 | 0.80674 | 277.7778 | 38.6667
1766 | 0.79056 | 277.7778 | 38.6667
1767 | 0.86131 | 277.7778 | 38.6667
1768 | 0.9512 | 277.7778 | 38.6667
1769 | 0.9269 | 277.7778 | 38.6667
1770 | 1.1599 | 277.7778 | 38.6667
1771 | 0.93272 | 277.7778 | 38.6667
1772 | 0.72296 | 277.7778 | 38.6667
1773 | 0.62456 | 277.7778 | 38.6667
1774 | 0.98991 | 277.7778 | 38.6667
1775 | 0.89713 | 277.7778 | 38.6667
1776 | 1.0461 | 277.7778 | 38.6667
1777 | 0.87365 | 277.7778 | 38.6667
1778 | 0.99906 | 277.7778 | 38.6667
1779 | 0.99603 | 277.7778 | 38.6667
1780 | 0.94319 | 277.7778 | 38.6667
1781 | 1.0245 | 277.7778 | 38.6667
1782 | 0.86487 | 277.7778 | 38.6667
1783 | 0.94091 | 277.7778 | 38.6667
1784 | 0.92281 | 277.7778 | 38.6667
1785 | 0.7153 | 277.7778 | 38.6667
1786 | 0.64587 | 277.7778 | 38.6667
1787 | 0.52801 | 277.7778 | 38.6667
1788 | -0.56167 | 277.7778 | 38.6667
1789 | 0.49568 | 277.7778 | 38.6667
1790 | 0.50636 | 277.7778 | 38.6667
1791 | 0.59456 | 277.7778 | 38.6667
1792 | 0.85518 | 277.7778 | 38.6667
1793 | 1.191 | 277.7778 | 38.6667
1794 | 1.2407 | 277.7778 | 38.6667
1795 | 1.2248 | 277.7778 | 38.6667
1796 | 1.1962 | 277.7778 | 38.6667
1797 | 0.95613 | 277.7778 | 38.6667
1798 | 0.8892 | 277.7778 | 38.6667
1799 | 0.5032 | 277.7778 | 38.6667
1800 | 0.56636 | 277.7778 | 38.6667
1801 | 0.51413 | 277.7778 | 38.6667
1802 | 0.4365 | 277.7778 | 38.6667
1803 | 0.34281 | 277.7778 | 38.6667
1804 | 0.38058 | 277.7778 | 38.6667
1805 | 0.45233 | 277.7778 | 38.6667
1806 | 0.33851 | 277.7778 | 38.6667
1807 | 0.37509 | 277.7778 | 38.6667
1808 | 0.44616 | 277.7778 | 38.6667
1809 | 0.50944 | 277.7778 | 38.6667
1810 | 0.47513 | 277.7778 | 38.6667
1811 | 0.46289 | 277.7778 | 38.6667
1812 | 0.46396 | 277.7778 | 38.6667
1813 | 0.50903 | 277.7778 | 38.6667
1814 | 0.50924 | 277.7778 | 38.6667
1815 | 0.51294 | 277.7778 | 38.6667
1816 | 0.56274 | 277.7778 | 38.6667
1817 | 0.72177 | 277.7778 | 38.6667
1818 | 1.1467 | 277.7778 | 38.6667
1819 | 1.2714 | 277.7778 | 38.6667
1820 | 1.0009 | 277.7778 | 38.6667
1821 | 0.89088 | 277.7778 | 38.6667
1822 | 0.62339 | 277.7778 | 38.6667
1823 | 0.47239 | 277.7778 | 38.6667
1824 | 0.4765 | 277.7778 | 38.6667
1825 | 0.4237 | 277.7778 | 38.6667
1826 | 0.34398 | 277.7778 | 38.6667
1827 | 0.45205 | 277.7778 | 38.6667
1828 | 0.55384 | 277.7778 | 38.6667
1829 | 0.70655 | 277.7778 | 38.6667
1830 | 1.0309 | 277.7778 | 38.6667
1831 | 1.0567 | 277.7778 | 38.6667
1832 | 0.56565 | 277.7778 | 38.6667
1833 | 0.89474 | 277.7778 | 38.6667
1834 | 0.80753 | 277.7778 | 38.6667
1835 | 0.7953 | 277.7778 | 38.6667
1836 | 0.74632 | 277.7778 | 38.6667
1837 | 1.0602 | 277.7778 | 38.6667
1838 | 0.81661 | 277.7778 | 38.6667
1839 | 0.87142 | 277.7778 | 38.6667
1840 | 0.7472 | 277.7778 | 38.6667
1841 | 0.88966 | 277.7778 | 38.6667
1842 | 1.1208 | 277.7778 | 38.6667
1843 | 1.482 | 277.7778 | 38.6667
1844 | 0.90413 | 277.7778 | 38.6667
1845 | 0.65192 | 277.7778 | 38.6667
1846 | 0.82909 | 277.7778 | 38.6667
1847 | 0.74743 | 277.7778 | 38.6667
1848 | 0.69291 | 277.7778 | 38.6667
1849 | 0.6904 | 277.7778 | 38.6667
1850 | 0.6648 | 277.7778 | 38.6667
1851 | 0.6739 | 277.7778 | 38.6667
1852 | 0.7044 | 277.7778 | 38.6667
1853 | 0.74197 | 277.7778 | 38.6667
1854 | 0.82571 | 277.7778 | 38.6667
1855 | 1.1493 | 277.7778 | 38.6667
1856 | 0.89878 | 277.7778 | 38.6667
1857 | 0.83443 | 277.7778 | 38.6667
1858 | 0.82642 | 277.7778 | 38.6667
1859 | 0.80825 | 277.7778 | 38.6667
1860 | 0.79184 | 277.7778 | 38.6667
1861 | 0.8063 | 277.7778 | 38.6667
1862 | 0.78482 | 277.7778 | 38.6667
1863 | 0.70603 | 277.7778 | 38.6667
1864 | 0.86619 | 277.7778 | 38.6667
1865 | 0.95166 | 277.7778 | 38.6667
1866 | 1.1923 | 277.7778 | 38.6667
1867 | 0.44358 | 277.7778 | 38.6667
1868 | 1.0569 | 277.7778 | 38.6667
1869 | 0.93482 | 277.7778 | 38.6667
1870 | 0.7433 | 277.7778 | 38.6667
1871 | 0.62195 | 277.7778 | 38.6667
1872 | 0.80705 | 277.7778 | 38.6667
1873 | 0.78683 | 277.7778 | 38.6667
1874 | 0.79141 | 277.7778 | 38.6667
1875 | 0.79487 | 277.7778 | 38.6667
1876 | 0.88456 | 277.7778 | 38.6667
1877 | 0.82644 | 277.7778 | 38.6667
1878 | 0.99481 | 277.7778 | 38.6667
1879 | 1.1847 | 277.7778 | 38.6667
1880 | 1.2931 | 277.7778 | 38.6667
1881 | 1.083 | 277.7778 | 38.6667
1882 | 0.97785 | 277.7778 | 38.6667
1883 | 0.99919 | 277.7778 | 38.6667
1884 | 0.9234 | 277.7778 | 38.6667
1885 | 0.97023 | 277.7778 | 38.6667
1886 | 0.94536 | 277.7778 | 38.6667
1887 | 1.057 | 277.7778 | 38.6667
1888 | 1.0747 | 277.7778 | 38.6667
1889 | 1.1592 | 277.7778 | 38.6667
1890 | 1.4585 | 277.7778 | 38.6667
1891 | 2.0341 | 277.7778 | 38.6667
1892 | 1.1206 | 277.7778 | 38.6667
1893 | 0.92058 | 277.7778 | 38.6667
1894 | 0.9714 | 277.7778 | 38.6667
1895 | 0.86873 | 277.7778 | 38.6667
1896 | 0.92773 | 277.7778 | 38.6667
1897 | 0.88756 | 277.7778 | 38.6667
1898 | 0.85428 | 277.7778 | 38.6667
1899 | 0.85954 | 277.7778 | 38.6667
1900 | 0.84167 | 277.7778 | 38.6667
1901 | 0.9763 | 277.7778 | 38.6667
1902 | 1.0959 | 277.7778 | 38.6667
1903 | 1.4399 | 277.7778 | 38.6667
1904 | 1.7189 | 277.7778 | 38.6667
1905 | 1.3962 | 277.7778 | 38.6667
1906 | 1.1861 | 277.7778 | 38.6667
1907 | 1.0317 | 277.7778 | 38.6667
1908 | 0.93106 | 277.7778 | 38.6667
1909 | 0.97629 | 277.7778 | 38.6667
1910 | 0.95188 | 277.7778 | 38.6667
1911 | 0.98871 | 277.7778 | 38.6667
1912 | 1.0727 | 277.7778 | 38.6667
1913 | 1.1409 | 277.7778 | 38.6667
1914 | 1.5915 | 277.7778 | 38.6667
1915 | 2.1924 | 277.7778 | 38.6667
1916 | 1.3922 | 277.7778 | 38.6667
1917 | 1.0495 | 277.7778 | 38.6667
1918 | 0.83825 | 277.7778 | 38.6667
1919 | 0.86833 | 277.7778 | 38.6667
1920 | 0.85656 | 277.7778 | 38.6667
1921 | 0.85249 | 277.7778 | 38.6667
1922 | 0.8145 | 277.7778 | 38.6667
1923 | 0.81442 | 277.7778 | 38.6667
1924 | 0.86471 | 277.7778 | 38.6667
1925 | 0.95821 | 277.7778 | 38.6667
1926 | 0.99625 | 277.7778 | 38.6667
1927 | 1.1955 | 277.7778 | 38.6667
1928 | 0.95756 | 277.7778 | 38.6667
1929 | 0.78445 | 277.7778 | 38.6667
1930 | 1.1685 | 277.7778 | 38.6667
1931 | 1.0766 | 277.7778 | 38.6667
1932 | 0.93846 | 277.7778 | 38.6667
1933 | 0.92819 | 277.7778 | 38.6667
1934 | 0.92733 | 277.7778 | 38.6667
1935 | 0.9748 | 277.7778 | 38.6667
1936 | 1.0863 | 277.7778 | 38.6667
1937 | 1.385 | 277.7778 | 38.6667
1938 | 1.4222 | 277.7778 | 38.6667
1939 | 1.3453 | 277.7778 | 38.6667
1940 | 1.1051 | 277.7778 | 38.6667
1941 | 0.90585 | 277.7778 | 38.6667
1942 | 1.0107 | 277.7778 | 38.6667
1943 | 0.87923 | 277.7778 | 38.6667
1944 | 0.88446 | 277.7778 | 38.6667
1945 | 0.73998 | 277.7778 | 38.6667
1946 | 0.57596 | 277.7778 | 38.6667
1947 | 0.57948 | 277.7778 | 38.6667
1948 | 0.55124 | 277.7778 | 38.6667
1949 | 0.50709 | 277.7778 | 38.6667
1950 | 0.49637 | 277.7778 | 38.6667
1951 | 0.5163 | 277.7778 | 38.6667
1952 | 0.83653 | 277.7778 | 38.6667
1953 | 0.86477 | 277.7778 | 38.6667
1954 | 0.86312 | 277.7778 | 38.6667
1955 | 0.92148 | 277.7778 | 38.6667
1956 | 0.86312 | 277.7778 | 38.6667
1957 | 0.76991 | 277.7778 | 38.6667
1958 | 0.5165 | 277.7778 | 38.6667
1959 | 0.62348 | 277.7778 | 38.6667
1960 | 0.57293 | 277.7778 | 38.6667
1961 | 0.8089 | 277.7778 | 38.6667
1962 | 1.1707 | 277.7778 | 38.6667
1963 | 1.1657 | 277.7778 | 38.6667
1964 | 0.91641 | 277.7778 | 38.6667
1965 | 0.83395 | 277.7778 | 38.6667
1966 | 0.86927 | 277.7778 | 38.6667
1967 | 0.65915 | 277.7778 | 38.6667
1968 | 1.0803 | 277.7778 | 38.6667
1969 | 0.54014 | 277.7778 | 38.6667
1970 | 0.57063 | 277.7778 | 38.6667
1971 | 0.53915 | 277.7778 | 38.6667
1972 | 0.52918 | 277.7778 | 38.6667
1973 | 0.52385 | 277.7778 | 38.6667
1974 | 0.53685 | 277.7778 | 38.6667
1975 | 0.42236 | 277.7778 | 38.6667
1976 | 0.55472 | 277.7778 | 38.6667
1977 | 0.47923 | 277.7778 | 38.6667
1978 | 0.16348 | 277.7778 | 38.6667
1979 | -0.54375 | 277.7778 | 38.6667
1980 | -0.65666 | 277.7778 | 38.6667
1981 | -0.88981 | 277.7778 | 38.6667
1982 | -1.7421 | 277.7778 | 38.6667
1983 | 0.18779 | 277.7778 | 38.6667
1984 | 0.42995 | 277.7778 | 38.6667
1985 | 0.49985 | 277.7778 | 38.6667
1986 | 0.9879 | 277.7778 | 38.6667
1987 | 1.1612 | 277.7778 | 38.6667
1988 | 1.0107 | 277.7778 | 38.6667
1989 | 1.1127 | 277.7778 | 38.6667
1990 | 1.2757 | 277.7778 | 38.6667
1991 | 0.92891 | 277.7778 | 38.6667
1992 | 0.92504 | 277.7778 | 38.6667
1993 | 0.90392 | 277.7778 | 38.6667
1994 | 0.98716 | 277.7778 | 38.6667
1995 | 0.90332 | 277.7778 | 38.6667
1996 | 0.9164 | 277.7778 | 38.6667
1997 | 1.1406 | 277.7778 | 38.6667
1998 | 1.5003 | 277.7778 | 38.6667
1999 | 1.3476 | 277.7778 | 38.6667
2000 | 1.1041 | 277.7778 | 38.6667
2001 | 0.92026 | 277.7778 | 38.6667
2002 | 0.91359 | 277.7778 | 38.6667
2003 | 0.83695 | 277.7778 | 38.6667
2004 | 0.8238 | 277.7778 | 38.6667
2005 | 0.82421 | 277.7778 | 38.6667
2006 | 0.86888 | 277.7778 | 38.6667
2007 | 0.95997 | 277.7778 | 38.6667
2008 | 1.0017 | 277.7778 | 38.6667
2009 | 0.93854 | 277.7778 | 38.6667
2010 | 1.4461 | 277.7778 | 38.6667
2011 | 1.4153 | 277.7778 | 38.6667
2012 | 1.301 | 277.7778 | 38.6667
2013 | 1.3448 | 277.7778 | 38.6667
2014 | 1.1802 | 277.7778 | 38.6667
2015 | 0.98975 | 277.7778 | 38.6667
2016 | 1.0191 | 277.7778 | 38.6667
2017 | 0.98484 | 277.7778 | 38.6667
2018 | 1.0651 | 277.7778 | 38.6667
2019 | 1.071 | 277.7778 | 38.6667
2020 | 1.0784 | 277.7778 | 38.6667
2021 | 1.0302 | 277.7778 | 38.6667
2022 | 1.5337 | 277.7778 | 38.6667
2023 | 1.3962 | 277.7778 | 38.6667
2024 | 1.3299 | 277.7778 | 38.6667
2025 | 0.9846 | 277.7778 | 38.6667
2026 | 0.98362 | 277.7778 | 38.6667
2027 | 0.9641 | 277.7778 | 38.6667
2028 | 0.95424 | 277.7778 | 38.6667
2029 | 0.95479 | 277.7778 | 38.6667
2030 | 0.95752 | 277.7778 | 38.6667
2031 | 1.0272 | 277.7778 | 38.6667
2032 | 1.2567 | 277.7778 | 38.6667
2033 | 1.2781 | 277.7778 | 38.6667
2034 | 1.0771 | 277.7778 | 38.6667
2035 | 1.4091 | 277.7778 | 38.6667
2036 | 1.0481 | 277.7778 | 38.6667
2037 | 1.0278 | 277.7778 | 38.6667
2038 | 1.0076 | 277.7778 | 38.6667
2039 | 0.85895 | 277.7778 | 38.6667
2040 | 0.99666 | 277.7778 | 38.6667
2041 | 1.0231 | 277.7778 | 38.6667
2042 | 1.0171 | 277.7778 | 38.6667
2043 | 1.0018 | 277.7778 | 38.6667
2044 | 1.0368 | 277.7778 | 38.6667
2045 | 1.1521 | 277.7778 | 38.6667
2046 | 1.3545 | 277.7778 | 38.6667
2047 | 1.1753 | 277.7778 | 38.6667
2048 | 1.0926 | 277.7778 | 38.6667
2049 | 0.92964 | 277.7778 | 38.6667
2050 | 1.1641 | 277.7778 | 38.6667
2051 | 0.92426 | 277.7778 | 38.6667
2052 | 0.91678 | 277.7778 | 38.6667
2053 | 1.0365 | 277.7778 | 38.6667
2054 | 1.0871 | 277.7778 | 38.6667
2055 | 1.1343 | 277.7778 | 38.6667
2056 | 1.2194 | 277.7778 | 38.6667
2057 | 1.2962 | 277.7778 | 38.6667
2058 | 1.4239 | 277.7778 | 38.6667
2059 | 2.3294 | 277.7778 | 38.6667
2060 | 1.2653 | 277.7778 | 38.6667
2061 | 0.99837 | 277.7778 | 38.6667
2062 | 0.99362 | 277.7778 | 38.6667
2063 | 1.0689 | 277.7778 | 38.6667
2064 | 1.014 | 277.7778 | 38.6667
2065 | 1.0024 | 277.7778 | 38.6667
2066 | 0.97607 | 277.7778 | 38.6667
2067 | 0.94281 | 277.7778 | 38.6667
2068 | 1.0592 | 277.7778 | 38.6667
2069 | 1.0583 | 277.7778 | 38.6667
2070 | 1.1213 | 277.7778 | 38.6667
2071 | 1.1461 | 277.7778 | 38.6667
2072 | 1.0285 | 277.7778 | 38.6667
2073 | 0.89454 | 277.7778 | 38.6667
2074 | 0.72767 | 277.7778 | 38.6667
2075 | 0.69488 | 277.7778 | 38.6667
2076 | 0.69218 | 277.7778 | 38.6667
2077 | 0.69582 | 277.7778 | 38.6667
2078 | 0.74598 | 277.7778 | 38.6667
2079 | 1.0239 | 277.7778 | 38.6667
2080 | 1.0906 | 277.7778 | 38.6667
2081 | 1.1112 | 277.7778 | 38.6667
2082 | 2.0107 | 277.7778 | 38.6667
2083 | 2.4307 | 277.7778 | 38.6667
2084 | 1.5211 | 277.7778 | 38.6667
2085 | 1.5207 | 277.7778 | 38.6667
2086 | 1.2164 | 277.7778 | 38.6667
2087 | 1.4411 | 277.7778 | 38.6667
2088 | 1.1979 | 277.7778 | 38.6667
2089 | 1.1776 | 277.7778 | 38.6667
2090 | 1.1811 | 277.7778 | 38.6667
2091 | 1.2904 | 277.7778 | 38.6667
2092 | 1.2216 | 277.7778 | 38.6667
2093 | 1.2804 | 277.7778 | 38.6667
2094 | 1.2271 | 277.7778 | 38.6667
2095 | 1.1768 | 277.7778 | 38.6667
2096 | 1.1895 | 277.7778 | 38.6667
2097 | 1.2153 | 277.7778 | 38.6667
2098 | 1.2104 | 277.7778 | 38.6667
2099 | 1.2918 | 277.7778 | 38.6667
2100 | 1.2221 | 277.7778 | 38.6667
2101 | 1.1831 | 277.7778 | 38.6667
2102 | 1.2192 | 277.7778 | 38.6667
2103 | 1.3813 | 277.7778 | 38.6667
2104 | 1.4479 | 277.7778 | 38.6667
2105 | 1.5889 | 277.7778 | 38.6667
2106 | 1.6077 | 277.7778 | 38.6667
2107 | 1.5664 | 277.7778 | 38.6667
2108 | 1.5249 | 277.7778 | 38.6667
2109 | 1.4834 | 277.7778 | 38.6667
2110 | 1.4421 | 277.7778 | 38.6667
2111 | 1.4617 | 277.7778 | 38.6667
2112 | 1.1905 | 277.7778 | 38.6667
2113 | 1.1713 | 277.7778 | 38.6667
2114 | 1.2772 | 277.7778 | 38.6667
2115 | 1.2811 | 277.7778 | 38.6667
2116 | 1.2265 | 277.7778 | 38.6667
2117 | 1.1917 | 277.7778 | 38.6667
2118 | 1.2518 | 277.7778 | 38.6667
2119 | 1.1545 | 277.7778 | 38.6667
2120 | 1.1742 | 277.7778 | 38.6667
2121 | 1.2768 | 277.7778 | 38.6667
2122 | 1.4051 | 277.7778 | 38.6667
2123 | 1.4138 | 277.7778 | 38.6667
2124 | 1.3773 | 277.7778 | 38.6667
2125 | 1.3359 | 277.7778 | 38.6667
2126 | 1.3552 | 277.7778 | 38.6667
2127 | 1.2252 | 277.7778 | 38.6667
2128 | 1.4607 | 277.7778 | 38.6667
2129 | 1.5207 | 277.7778 | 38.6667
2130 | 1.5149 | 277.7778 | 38.6667
2131 | 1.5397 | 277.7778 | 38.6667
2132 | 1.4032 | 277.7778 | 38.6667
2133 | 1.5075 | 277.7778 | 38.6667
2134 | 1.452 | 277.7778 | 38.6667
2135 | 1.2984 | 277.7778 | 38.6667
2136 | 1.1437 | 277.7778 | 38.6667
2137 | 1.1146 | 277.7778 | 38.6667
2138 | 1.1216 | 277.7778 | 38.6667
2139 | 1.1289 | 277.7778 | 38.6667
2140 | 1.1077 | 277.7778 | 38.6667
2141 | 0.85656 | 277.7778 | 38.6667
2142 | 0.66583 | 277.7778 | 38.6667
2143 | 0.75434 | 277.7778 | 38.6667
2144 | 1.0756 | 277.7778 | 38.6667
2145 | 1.0197 | 277.7778 | 38.6667
2146 | 1.1622 | 277.7778 | 38.6667
2147 | 1.3135 | 277.7778 | 38.6667
2148 | 1.3129 | 277.7778 | 38.6667
2149 | 1.1425 | 277.7778 | 38.6667
2150 | 1.0449 | 277.7778 | 38.6667
2151 | 0.82592 | 277.7778 | 38.6667
2152 | 0.74496 | 277.7778 | 38.6667
2153 | 0.75223 | 277.7778 | 38.6667
2154 | 1.0817 | 277.7778 | 38.6667
2155 | 1.4829 | 277.7778 | 38.6667
2156 | 1.2499 | 277.7778 | 38.6667
2157 | 1.3175 | 277.7778 | 38.6667
2158 | 1.2019 | 277.7778 | 38.6667
2159 | 1.0535 | 277.7778 | 38.6667
2160 | 1.0308 | 277.7778 | 38.6667
2161 | 0.84811 | 277.7778 | 38.6667
2162 | 0.73757 | 277.7778 | 38.6667
2163 | 0.78051 | 277.7778 | 38.6667
2164 | 0.75298 | 277.7778 | 38.6667
2165 | 0.83044 | 277.7778 | 38.6667
2166 | 0.73818 | 277.7778 | 38.6667
2167 | 0.96913 | 277.7778 | 38.6667
2168 | 1.0441 | 277.7778 | 38.6667
2169 | 0.90507 | 277.7778 | 38.6667
2170 | 0.66159 | 277.7778 | 38.6667
2171 | 0.61547 | 277.7778 | 38.6667
2172 | 0.5541 | 277.7778 | 38.6667
2173 | -0.58457 | 277.7778 | 38.6667
2174 | 0.46283 | 277.7778 | 38.6667
2175 | 0.62166 | 277.7778 | 38.6667
2176 | 0.54998 | 277.7778 | 38.6667
2177 | 0.87878 | 277.7778 | 38.6667
2178 | 1.353 | 277.7778 | 38.6667
2179 | 1.4446 | 277.7778 | 38.6667
2180 | 1.2474 | 277.7778 | 38.6667
2181 | 1.4899 | 277.7778 | 38.6667
2182 | 1.2645 | 277.7778 | 38.6667
2183 | 1.1169 | 277.7778 | 38.6667
2184 | 1.1297 | 277.7778 | 38.6667
2185 | 1.0259 | 277.7778 | 38.6667
2186 | 1.0387 | 277.7778 | 38.6667
2187 | 1.0185 | 277.7778 | 38.6667
2188 | 1.1395 | 277.7778 | 38.6667
2189 | 1.3285 | 277.7778 | 38.6667
2190 | 1.9452 | 277.7778 | 38.6667
2191 | 2.4342 | 277.7778 | 38.6667
2192 | 2.7204 | 277.7778 | 38.6667
2193 | 1.8628 | 277.7778 | 38.6667
2194 | 1.421 | 277.7778 | 38.6667
2195 | 1.3648 | 277.7778 | 38.6667
2196 | 1.0429 | 277.7778 | 38.6667
2197 | 1.0123 | 277.7778 | 38.6667
2198 | 1.0041 | 277.7778 | 38.6667
2199 | 1.0115 | 277.7778 | 38.6667
2200 | 1.0881 | 277.7778 | 38.6667
2201 | 1.2202 | 277.7778 | 38.6667
2202 | 1.7023 | 277.7778 | 38.6667
2203 | 1.4689 | 277.7778 | 38.6667
2204 | 1.5696 | 277.7778 | 38.6667
2205 | 1.4281 | 277.7778 | 38.6667
2206 | 1.2091 | 277.7778 | 38.6667
2207 | 1.2382 | 277.7778 | 38.6667
2208 | 1.0774 | 277.7778 | 38.6667
2209 | 1.1019 | 277.7778 | 38.6667
2210 | 1.1009 | 277.7778 | 38.6667
2211 | 1.1022 | 277.7778 | 38.6667
2212 | 1.1626 | 277.7778 | 38.6667
2213 | 1.2596 | 277.7778 | 38.6667
2214 | 1.4019 | 277.7778 | 38.6667
2215 | 1.6351 | 277.7778 | 38.6667
2216 | 0.29602 | 277.7778 | 38.6667
2217 | 1.3539 | 277.7778 | 38.6667
2218 | 1.1978 | 277.7778 | 38.6667
2219 | 0.87228 | 277.7778 | 38.6667
2220 | 0.99759 | 277.7778 | 38.6667
2221 | 1.0581 | 277.7778 | 38.6667
2222 | 1.0482 | 277.7778 | 38.6667
2223 | 1.0584 | 277.7778 | 38.6667
2224 | 1.0559 | 277.7778 | 38.6667
2225 | 0.92564 | 277.7778 | 38.6667
2226 | 1.2722 | 277.7778 | 38.6667
2227 | 1.4695 | 277.7778 | 38.6667
2228 | 1.3175 | 277.7778 | 38.6667
2229 | 1.2502 | 277.7778 | 38.6667
2230 | 1.0938 | 277.7778 | 38.6667
2231 | 0.90298 | 277.7778 | 38.6667
2232 | 1.1446 | 277.7778 | 38.6667
2233 | 1.1217 | 277.7778 | 38.6667
2234 | 1.1337 | 277.7778 | 38.6667
2235 | 1.1649 | 277.7778 | 38.6667
2236 | 1.1661 | 277.7778 | 38.6667
2237 | 1.1416 | 277.7778 | 38.6667
2238 | 1.4072 | 277.7778 | 38.6667
2239 | 1.6669 | 277.7778 | 38.6667
2240 | 0.46263 | 277.7778 | 38.6667
2241 | 1.7424 | 277.7778 | 38.6667
2242 | 1.4811 | 277.7778 | 38.6667
2243 | 1.3112 | 277.7778 | 38.6667
2244 | 1.4434 | 277.7778 | 38.6667
2245 | 1.3132 | 277.7778 | 38.6667
2246 | 1.2109 | 277.7778 | 38.6667
2247 | 1.1882 | 277.7778 | 38.6667
2248 | 1.2653 | 277.7778 | 38.6667
2249 | 1.4266 | 277.7778 | 38.6667
2250 | 1.5119 | 277.7778 | 38.6667
2251 | 1.7495 | 277.7778 | 38.6667
2252 | 1.8792 | 277.7778 | 38.6667
2253 | 1.3202 | 277.7778 | 38.6667
2254 | 1.4694 | 277.7778 | 38.6667
2255 | 1.296 | 277.7778 | 38.6667
2256 | 1.2455 | 277.7778 | 38.6667
2257 | 1.147 | 277.7778 | 38.6667
2258 | 1.1321 | 277.7778 | 38.6667
2259 | 1.1344 | 277.7778 | 38.6667
2260 | 1.1719 | 277.7778 | 38.6667
2261 | 1.2729 | 277.7778 | 38.6667
2262 | 1.4756 | 277.7778 | 38.6667
2263 | 1.8564 | 277.7778 | 38.6667
2264 | 2.2482 | 277.7778 | 38.6667
2265 | 2.0448 | 277.7778 | 38.6667
2266 | 1.9718 | 277.7778 | 38.6667
2267 | 2.0608 | 277.7778 | 38.6667
2268 | 1.569 | 277.7778 | 38.6667
2269 | 1.3576 | 277.7778 | 38.6667
2270 | 1.2943 | 277.7778 | 38.6667
2271 | 1.2951 | 277.7778 | 38.6667
2272 | 1.2832 | 277.7778 | 38.6667
2273 | 1.3302 | 277.7778 | 38.6667
2274 | 1.6743 | 277.7778 | 38.6667
2275 | 1.6538 | 277.7778 | 38.6667
2276 | 1.3975 | 277.7778 | 38.6667
2277 | 1.3118 | 277.7778 | 38.6667
2278 | 1.497 | 277.7778 | 38.6667
2279 | 1.277 | 277.7778 | 38.6667
2280 | 1.2221 | 277.7778 | 38.6667
2281 | 1.1595 | 277.7778 | 38.6667
2282 | 1.1705 | 277.7778 | 38.6667
2283 | 1.1771 | 277.7778 | 38.6667
2284 | 1.198 | 277.7778 | 38.6667
2285 | 1.1792 | 277.7778 | 38.6667
2286 | 1.1294 | 277.7778 | 38.6667
2287 | 1.181 | 277.7778 | 38.6667
2288 | 1.5599 | 277.7778 | 38.6667
2289 | 1.5323 | 277.7778 | 38.6667
2290 | 1.3161 | 277.7778 | 38.6667
2291 | 1.4867 | 277.7778 | 38.6667
2292 | 1.386 | 277.7778 | 38.6667
2293 | 1.2114 | 277.7778 | 38.6667
2294 | 1.174 | 277.7778 | 38.6667
2295 | 1.271 | 277.7778 | 38.6667
2296 | 1.2825 | 277.7778 | 38.6667
2297 | 1.3672 | 277.7778 | 38.6667
2298 | 1.5431 | 277.7778 | 38.6667
2299 | 1.6872 | 277.7778 | 38.6667
2300 | 1.6768 | 277.7778 | 38.6667
2301 | 1.5066 | 277.7778 | 38.6667
2302 | 1.4573 | 277.7778 | 38.6667
2303 | 1.3247 | 277.7778 | 38.6667
2304 | 1.2805 | 277.7778 | 38.6667
2305 | 1.2106 | 277.7778 | 38.6667
2306 | 1.1732 | 277.7778 | 38.6667
2307 | 1.1623 | 277.7778 | 38.6667
2308 | 1.1621 | 277.7778 | 38.6667
2309 | 1.1493 | 277.7778 | 38.6667
2310 | 1.2568 | 277.7778 | 38.6667
2311 | 1.3328 | 277.7778 | 38.6667
2312 | 1.2353 | 277.7778 | 38.6667
2313 | 1.314 | 277.7778 | 38.6667
2314 | 1.2173 | 277.7778 | 38.6667
2315 | 1.1658 | 277.7778 | 38.6667
2316 | 1.0593 | 277.7778 | 38.6667
2317 | 1.0818 | 277.7778 | 38.6667
2318 | 1.0752 | 277.7778 | 38.6667
2319 | 1.1879 | 277.7778 | 38.6667
2320 | 1.1497 | 277.7778 | 38.6667
2321 | 1.2836 | 277.7778 | 38.6667
2322 | 1.7456 | 277.7778 | 38.6667
2323 | 1.7082 | 277.7778 | 38.6667
2324 | 1.6436 | 277.7778 | 38.6667
2325 | 1.7151 | 277.7778 | 38.6667
2326 | 1.482 | 277.7778 | 38.6667
2327 | 1.3869 | 277.7778 | 38.6667
2328 | 1.1745 | 277.7778 | 38.6667
2329 | 1.1212 | 277.7778 | 38.6667
2330 | 1.1051 | 277.7778 | 38.6667
2331 | 1.1522 | 277.7778 | 38.6667
2332 | 1.3187 | 277.7778 | 38.6667
2333 | 1.6811 | 277.7778 | 38.6667
2334 | 1.8396 | 277.7778 | 38.6667
2335 | 2.4363 | 277.7778 | 38.6667
2336 | 2.4085 | 277.7778 | 38.6667
2337 | 1.8438 | 277.7778 | 38.6667
2338 | 1.6964 | 277.7778 | 38.6667
2339 | 1.5925 | 277.7778 | 38.6667
2340 | 1.6537 | 277.7778 | 38.6667
2341 | 1.5785 | 277.7778 | 38.6667
2342 | 1.5629 | 277.7778 | 38.6667
2343 | 1.5888 | 277.7778 | 38.6667
2344 | 1.6398 | 277.7778 | 38.6667
2345 | 1.6701 | 277.7778 | 38.6667
2346 | 2.0075 | 277.7778 | 38.6667
2347 | 2.403 | 277.7778 | 38.6667
2348 | 2.1898 | 277.7778 | 38.6667
2349 | 1.8733 | 277.7778 | 38.6667
2350 | 1.429 | 277.7778 | 38.6667
2351 | 1.1567 | 277.7778 | 38.6667
2352 | 1.1701 | 277.7778 | 38.6667
2353 | 1.1654 | 277.7778 | 38.6667
2354 | 1.1102 | 277.7778 | 38.6667
2355 | 1.1543 | 277.7778 | 38.6667
2356 | 1.1965 | 277.7778 | 38.6667
2357 | 1.2313 | 277.7778 | 38.6667
2358 | 1.8039 | 277.7778 | 38.6667
2359 | 1.8423 | 277.7778 | 38.6667
2360 | 1.8192 | 277.7778 | 38.6667
2361 | 1.5944 | 277.7778 | 38.6667
2362 | 1.8055 | 277.7778 | 38.6667
2363 | 1.9813 | 277.7778 | 38.6667
2364 | 1.912 | 277.7778 | 38.6667
2365 | 1.7736 | 277.7778 | 38.6667
2366 | 1.5721 | 277.7778 | 38.6667
2367 | 1.6852 | 277.7778 | 38.6667
2368 | 1.5194 | 277.7778 | 38.6667
2369 | 1.6024 | 277.7778 | 38.6667
2370 | 1.6706 | 277.7778 | 38.6667
2371 | 1.7484 | 277.7778 | 38.6667
2372 | 1.6562 | 277.7778 | 38.6667
2373 | 1.4947 | 277.7778 | 38.6667
2374 | 1.3875 | 277.7778 | 38.6667
2375 | 1.0932 | 277.7778 | 38.6667
2376 | 1.0842 | 277.7778 | 38.6667
2377 | 1.0837 | 277.7778 | 38.6667
2378 | 1.0437 | 277.7778 | 38.6667
2379 | 1.0779 | 277.7778 | 38.6667
2380 | 1.1121 | 277.7778 | 38.6667
2381 | 1.4915 | 277.7778 | 38.6667
2382 | 1.5151 | 277.7778 | 38.6667
2383 | 1.8812 | 277.7778 | 38.6667
2384 | 1.9909 | 277.7778 | 38.6667
2385 | 2.2778 | 277.7778 | 38.6667
2386 | 1.9004 | 277.7778 | 38.6667
2387 | 1.6985 | 277.7778 | 38.6667
2388 | 1.4925 | 277.7778 | 38.6667
2389 | 1.4091 | 277.7778 | 38.6667
2390 | 1.5434 | 277.7778 | 38.6667
2391 | 1.4209 | 277.7778 | 38.6667
2392 | 1.3848 | 277.7778 | 38.6667
2393 | 1.58 | 277.7778 | 38.6667
2394 | 1.7532 | 277.7778 | 38.6667
2395 | 1.8956 | 277.7778 | 38.6667
2396 | 2.0057 | 277.7778 | 38.6667
2397 | 1.8479 | 277.7778 | 38.6667
2398 | 1.2637 | 277.7778 | 38.6667
2399 | 1.311 | 277.7778 | 38.6667
2400 | 1.2432 | 277.7778 | 38.6667
2401 | 1.1769 | 277.7778 | 38.6667
2402 | 1.0718 | 277.7778 | 38.6667
2403 | 1.0378 | 277.7778 | 38.6667
2404 | 1.0438 | 277.7778 | 38.6667
2405 | 1.4737 | 277.7778 | 38.6667
2406 | 1.6809 | 277.7778 | 38.6667
2407 | 1.9556 | 277.7778 | 38.6667
2408 | 2.0861 | 277.7778 | 38.6667
2409 | 1.8297 | 277.7778 | 38.6667
2410 | 1.6519 | 277.7778 | 38.6667
2411 | 1.6772 | 277.7778 | 38.6667
2412 | 1.6385 | 277.7778 | 38.6667
2413 | 1.4944 | 277.7778 | 38.6667
2414 | 1.503 | 277.7778 | 38.6667
2415 | 1.4569 | 277.7778 | 38.6667
2416 | 1.4073 | 277.7778 | 38.6667
2417 | 1.3141 | 277.7778 | 38.6667
2418 | 1.6642 | 277.7778 | 38.6667
2419 | 1.8997 | 277.7778 | 38.6667
2420 | 1.7702 | 277.7778 | 38.6667
2421 | 1.5636 | 277.7778 | 38.6667
2422 | 1.4338 | 277.7778 | 38.6667
2423 | 1.1326 | 277.7778 | 38.6667
2424 | 1.1406 | 277.7778 | 38.6667
2425 | 1.1324 | 277.7778 | 38.6667
2426 | 1.0829 | 277.7778 | 38.6667
2427 | 1.0575 | 277.7778 | 38.6667
2428 | 1.1526 | 277.7778 | 38.6667
2429 | 1.2126 | 277.7778 | 38.6667
2430 | 1.52 | 277.7778 | 38.6667
2431 | 1.836 | 277.7778 | 38.6667
2432 | 1.7983 | 277.7778 | 38.6667
2433 | 1.6181 | 277.7778 | 38.6667
2434 | 1.5789 | 277.7778 | 38.6667
2435 | 1.4786 | 277.7778 | 38.6667
2436 | 1.3074 | 277.7778 | 38.6667
2437 | 1.1661 | 277.7778 | 38.6667
2438 | 1.0623 | 277.7778 | 38.6667
2439 | 1.0693 | 277.7778 | 38.6667
2440 | 1.2543 | 277.7778 | 38.6667
2441 | 1.3039 | 277.7778 | 38.6667
2442 | 1.4618 | 277.7778 | 38.6667
2443 | 1.5411 | 277.7778 | 38.6667
2444 | 1.411 | 277.7778 | 38.6667
2445 | 1.2024 | 277.7778 | 38.6667
2446 | 0.94183 | 277.7778 | 38.6667
2447 | 0.94144 | 277.7778 | 38.6667
2448 | 0.98919 | 277.7778 | 38.6667
2449 | 0.92406 | 277.7778 | 38.6667
2450 | 0.75784 | 277.7778 | 38.6667
2451 | 0.69969 | 277.7778 | 38.6667
2452 | 0.66291 | 277.7778 | 38.6667
2453 | 0.74756 | 277.7778 | 38.6667
2454 | 0.86016 | 277.7778 | 38.6667
2455 | 0.9845 | 277.7778 | 38.6667
2456 | 1.0628 | 277.7778 | 38.6667
2457 | 1.018 | 277.7778 | 38.6667
2458 | 0.93187 | 277.7778 | 38.6667
2459 | 0.87639 | 277.7778 | 38.6667
2460 | 0.59367 | 277.7778 | 38.6667
2461 | 0.70458 | 277.7778 | 38.6667
2462 | 0.70397 | 277.7778 | 38.6667
2463 | 0.72549 | 277.7778 | 38.6667
2464 | 0.73606 | 277.7778 | 38.6667
2465 | 1.0864 | 277.7778 | 38.6667
2466 | 1.3635 | 277.7778 | 38.6667
2467 | 1.7315 | 277.7778 | 38.6667
2468 | 1.579 | 277.7778 | 38.6667
2469 | 1.5349 | 277.7778 | 38.6667
2470 | 1.4169 | 277.7778 | 38.6667
2471 | 1.2441 | 277.7778 | 38.6667
2472 | 1.0336 | 277.7778 | 38.6667
2473 | 0.71939 | 277.7778 | 38.6667
2474 | 0.68105 | 277.7778 | 38.6667
2475 | 0.70966 | 277.7778 | 38.6667
2476 | 0.77859 | 277.7778 | 38.6667
2477 | 0.75791 | 277.7778 | 38.6667
2478 | 0.68239 | 277.7778 | 38.6667
2479 | 0.69131 | 277.7778 | 38.6667
2480 | 0.81704 | 277.7778 | 38.6667
2481 | 0.85833 | 277.7778 | 38.6667
2482 | 0.73862 | 277.7778 | 38.6667
2483 | 0.68426 | 277.7778 | 38.6667
2484 | 0.645 | 277.7778 | 38.6667
2485 | 0.61868 | 277.7778 | 38.6667
2486 | 0.57177 | 277.7778 | 38.6667
2487 | 0.49985 | 277.7778 | 38.6667
2488 | 0.70712 | 277.7778 | 38.6667
2489 | 0.7083 | 277.7778 | 38.6667
2490 | 1.2473 | 277.7778 | 38.6667
2491 | 1.2643 | 277.7778 | 38.6667
2492 | 1.1894 | 277.7778 | 38.6667
2493 | 1.2342 | 277.7778 | 38.6667
2494 | 1.0552 | 277.7778 | 38.6667
2495 | 0.79789 | 277.7778 | 38.6667
2496 | 0.85698 | 277.7778 | 38.6667
2497 | 0.69887 | 277.7778 | 38.6667
2498 | 0.60452 | 277.7778 | 38.6667
2499 | 0.59381 | 277.7778 | 38.6667
2500 | 0.73209 | 277.7778 | 38.6667
2501 | 0.9667 | 277.7778 | 38.6667
2502 | 1.3598 | 277.7778 | 38.6667
2503 | 1.4181 | 277.7778 | 38.6667
2504 | 1.4847 | 277.7778 | 38.6667
2505 | 1.3433 | 277.7778 | 38.6667
2506 | 1.2384 | 277.7778 | 38.6667
2507 | 1.0967 | 277.7778 | 38.6667
2508 | 1.0118 | 277.7778 | 38.6667
2509 | 1.0336 | 277.7778 | 38.6667
2510 | 1.0445 | 277.7778 | 38.6667
2511 | 0.9731 | 277.7778 | 38.6667
2512 | 1.0955 | 277.7778 | 38.6667
2513 | 1.3083 | 277.7778 | 38.6667
2514 | 1.3851 | 277.7778 | 38.6667
2515 | 1.4082 | 277.7778 | 38.6667
2516 | 1.5517 | 277.7778 | 38.6667
2517 | 1.5921 | 277.7778 | 38.6667
2518 | 1.3866 | 277.7778 | 38.6667
2519 | 1.2906 | 277.7778 | 38.6667
2520 | 1.0247 | 277.7778 | 38.6667
2521 | 0.93547 | 277.7778 | 38.6667
2522 | 0.91593 | 277.7778 | 38.6667
2523 | 0.88039 | 277.7778 | 38.6667
2524 | 0.89102 | 277.7778 | 38.6667
2525 | 0.94949 | 277.7778 | 38.6667
2526 | 1.3774 | 277.7778 | 38.6667
2527 | 1.5714 | 277.7778 | 38.6667
2528 | 1.5662 | 277.7778 | 38.6667
2529 | 1.2618 | 277.7778 | 38.6667
2530 | 1.1187 | 277.7778 | 38.6667
2531 | 1.2745 | 277.7778 | 38.6667
2532 | 1.1049 | 277.7778 | 38.6667
2533 | 0.88543 | 277.7778 | 38.6667
2534 | 0.875 | 277.7778 | 38.6667
2535 | 0.89617 | 277.7778 | 38.6667
2536 | 0.914 | 277.7778 | 38.6667
2537 | 1.0548 | 277.7778 | 38.6667
2538 | 1.3234 | 277.7778 | 38.6667
2539 | 1.3507 | 277.7778 | 38.6667
2540 | 1.5044 | 277.7778 | 38.6667
2541 | 1.2763 | 277.7778 | 38.6667
2542 | 0.96759 | 277.7778 | 38.6667
2543 | 0.86144 | 277.7778 | 38.6667
2544 | 0.82713 | 277.7778 | 38.6667
2545 | 0.83206 | 277.7778 | 38.6667
2546 | 0.79644 | 277.7778 | 38.6667
2547 | 0.74906 | 277.7778 | 38.6667
2548 | 0.78989 | 277.7778 | 38.6667
2549 | 1.0486 | 277.7778 | 38.6667
2550 | 1.0641 | 277.7778 | 38.6667
2551 | 1.3184 | 277.7778 | 38.6667
2552 | 1.4214 | 277.7778 | 38.6667
2553 | 1.1683 | 277.7778 | 38.6667
2554 | 1.1287 | 277.7778 | 38.6667
2555 | 0.9849 | 277.7778 | 38.6667
2556 | 0.90343 | 277.7778 | 38.6667
2557 | 0.88362 | 277.7778 | 38.6667
2558 | 0.90339 | 277.7778 | 38.6667
2559 | 0.92688 | 277.7778 | 38.6667
2560 | 0.94316 | 277.7778 | 38.6667
2561 | 0.92592 | 277.7778 | 38.6667
2562 | 1.189 | 277.7778 | 38.6667
2563 | 1.2658 | 277.7778 | 38.6667
2564 | 1.2784 | 277.7778 | 38.6667
2565 | 1.1777 | 277.7778 | 38.6667
2566 | 0.84951 | 277.7778 | 38.6667
2567 | 0.87854 | 277.7778 | 38.6667
2568 | 0.7251 | 277.7778 | 38.6667
2569 | 0.64599 | 277.7778 | 38.6667
2570 | 0.44854 | 277.7778 | 38.6667
2571 | 0.4055 | 277.7778 | 38.6667
2572 | 0.50554 | 277.7778 | 38.6667
2573 | 0.64777 | 277.7778 | 38.6667
2574 | 1.139 | 277.7778 | 38.6667
2575 | 1.1404 | 277.7778 | 38.6667
2576 | 1.151 | 277.7778 | 38.6667
2577 | 0.9953 | 277.7778 | 38.6667
2578 | 0.83686 | 277.7778 | 38.6667
2579 | 0.94542 | 277.7778 | 38.6667
2580 | 0.857 | 277.7778 | 38.6667
2581 | 0.76817 | 277.7778 | 38.6667
2582 | 0.66405 | 277.7778 | 38.6667
2583 | 0.6552 | 277.7778 | 38.6667
2584 | 0.71709 | 277.7778 | 38.6667
2585 | 0.94025 | 277.7778 | 38.6667
2586 | 1.0549 | 277.7778 | 38.6667
2587 | 1.1831 | 277.7778 | 38.6667
2588 | 1.1109 | 277.7778 | 38.6667
2589 | 0.97478 | 277.7778 | 38.6667
2590 | 1.0419 | 277.7778 | 38.6667
2591 | 0.90065 | 277.7778 | 38.6667
2592 | 0.55889 | 277.7778 | 38.6667
2593 | 0.44465 | 277.7778 | 38.6667
2594 | 0.40705 | 277.7778 | 38.6667
2595 | 0.48634 | 277.7778 | 38.6667
2596 | 0.48642 | 277.7778 | 38.6667
2597 | 0.67624 | 277.7778 | 38.6667
2598 | 1.0224 | 277.7778 | 38.6667
2599 | 1.0758 | 277.7778 | 38.6667
2600 | 1.0587 | 277.7778 | 38.6667
2601 | 0.99013 | 277.7778 | 38.6667
2602 | 1.01 | 277.7778 | 38.6667
2603 | 1.0214 | 277.7778 | 38.6667
2604 | 0.97622 | 277.7778 | 38.6667
2605 | 0.9846 | 277.7778 | 38.6667
2606 | 0.94803 | 277.7778 | 38.6667
2607 | 0.93675 | 277.7778 | 38.6667
2608 | 0.90373 | 277.7778 | 38.6667
2609 | 0.93935 | 277.7778 | 38.6667
2610 | 1.0178 | 277.7778 | 38.6667
2611 | 1.0172 | 277.7778 | 38.6667
2612 | 1.1939 | 277.7778 | 38.6667
2613 | 1.0064 | 277.7778 | 38.6667
2614 | 0.84945 | 277.7778 | 38.6667
2615 | 0.87705 | 277.7778 | 38.6667
2616 | 0.80744 | 277.7778 | 38.6667
2617 | 0.84222 | 277.7778 | 38.6667
2618 | 0.78608 | 277.7778 | 38.6667
2619 | 0.70195 | 277.7778 | 38.6667
2620 | 0.67501 | 277.7778 | 38.6667
2621 | 0.6756 | 277.7778 | 38.6667
2622 | 0.66704 | 277.7778 | 38.6667
2623 | 0.84323 | 277.7778 | 38.6667
2624 | 0.78277 | 277.7778 | 38.6667
2625 | 0.98066 | 277.7778 | 38.6667
2626 | 0.97156 | 277.7778 | 38.6667
2627 | 0.97221 | 277.7778 | 38.6667
2628 | 0.91236 | 277.7778 | 38.6667
2629 | 0.79045 | 277.7778 | 38.6667
2630 | 0.74792 | 277.7778 | 38.6667
2631 | 0.76566 | 277.7778 | 38.6667
2632 | 0.71862 | 277.7778 | 38.6667
2633 | 0.85834 | 277.7778 | 38.6667
2634 | 1.074 | 277.7778 | 38.6667
2635 | 0.9449 | 277.7778 | 38.6667
2636 | 1.0277 | 277.7778 | 38.6667
2637 | 0.76266 | 277.7778 | 38.6667
2638 | 1.0459 | 277.7778 | 38.6667
2639 | 0.82012 | 277.7778 | 38.6667
2640 | 0.63483 | 277.7778 | 38.6667
2641 | 0.58998 | 277.7778 | 38.6667
2642 | 0.53851 | 277.7778 | 38.6667
2643 | 0.46327 | 277.7778 | 38.6667
2644 | 0.45878 | 277.7778 | 38.6667
2645 | 0.46558 | 277.7778 | 38.6667
2646 | 0.38856 | 277.7778 | 38.6667
2647 | 0.45484 | 277.7778 | 38.6667
2648 | 0.47009 | 277.7778 | 38.6667
2649 | 0.46006 | 277.7778 | 38.6667
2650 | 0.4163 | 277.7778 | 38.6667
2651 | 0.41359 | 277.7778 | 38.6667
2652 | 0.35872 | 277.7778 | 38.6667
2653 | 0.51436 | 277.7778 | 38.6667
2654 | 0.49262 | 277.7778 | 38.6667
2655 | 0.50358 | 277.7778 | 38.6667
2656 | 0.34788 | 277.7778 | 38.6667
2657 | 0.48181 | 277.7778 | 38.6667
2658 | 0.72124 | 277.7778 | 38.6667
2659 | 0.81832 | 277.7778 | 38.6667
2660 | 1.0129 | 277.7778 | 38.6667
2661 | 1.0259 | 277.7778 | 38.6667
2662 | 1.0023 | 277.7778 | 38.6667
2663 | 0.83764 | 277.7778 | 38.6667
2664 | 0.70703 | 277.7778 | 38.6667
2665 | 0.59711 | 277.7778 | 38.6667
2666 | 0.68082 | 277.7778 | 38.6667
2667 | 0.57953 | 277.7778 | 38.6667
2668 | 0.61148 | 277.7778 | 38.6667
2669 | 0.8066 | 277.7778 | 38.6667
2670 | 1.0983 | 277.7778 | 38.6667
2671 | 1.379 | 277.7778 | 38.6667
2672 | 1.6679 | 277.7778 | 38.6667
2673 | 1.5002 | 277.7778 | 38.6667
2674 | 1.4256 | 277.7778 | 38.6667
2675 | 1.2643 | 277.7778 | 38.6667
2676 | 1.1673 | 277.7778 | 38.6667
2677 | 0.99792 | 277.7778 | 38.6667
2678 | 1.0581 | 277.7778 | 38.6667
2679 | 0.94725 | 277.7778 | 38.6667
2680 | 0.93769 | 277.7778 | 38.6667
2681 | 1.0169 | 277.7778 | 38.6667
2682 | 1.1939 | 277.7778 | 38.6667
2683 | 1.3288 | 277.7778 | 38.6667
2684 | 1.2882 | 277.7778 | 38.6667
2685 | 1.1348 | 277.7778 | 38.6667
2686 | 0.87394 | 277.7778 | 38.6667
2687 | 0.70323 | 277.7778 | 38.6667
2688 | 0.7523 | 277.7778 | 38.6667
2689 | 0.6799 | 277.7778 | 38.6667
2690 | 0.49313 | 277.7778 | 38.6667
2691 | 0.4167 | 277.7778 | 38.6667
2692 | 0.43684 | 277.7778 | 38.6667
2693 | 0.77005 | 277.7778 | 38.6667
2694 | 1.0454 | 277.7778 | 38.6667
2695 | 1.1429 | 277.7778 | 38.6667
2696 | 1.0086 | 277.7778 | 38.6667
2697 | 0.93683 | 277.7778 | 38.6667
2698 | 0.86235 | 277.7778 | 38.6667
2699 | 0.83287 | 277.7778 | 38.6667
2700 | 0.79898 | 277.7778 | 38.6667
2701 | 0.81378 | 277.7778 | 38.6667
2702 | 0.81058 | 277.7778 | 38.6667
2703 | 0.81078 | 277.7778 | 38.6667
2704 | 0.81284 | 277.7778 | 38.6667
2705 | 0.9408 | 277.7778 | 38.6667
2706 | 1.0691 | 277.7778 | 38.6667
2707 | 1.3161 | 277.7778 | 38.6667
2708 | 1.3086 | 277.7778 | 38.6667
2709 | 1.1123 | 277.7778 | 38.6667
2710 | 1.147 | 277.7778 | 38.6667
2711 | 0.9854 | 277.7778 | 38.6667
2712 | 0.87918 | 277.7778 | 38.6667
2713 | 0.8992 | 277.7778 | 38.6667
2714 | 0.85713 | 277.7778 | 38.6667
2715 | 0.85718 | 277.7778 | 38.6667
2716 | 0.90982 | 277.7778 | 38.6667
2717 | 1.0909 | 277.7778 | 38.6667
2718 | 1.1559 | 277.7778 | 38.6667
2719 | 1.5155 | 277.7778 | 38.6667
2720 | 1.6514 | 277.7778 | 38.6667
2721 | 1.2332 | 277.7778 | 38.6667
2722 | 1.1383 | 277.7778 | 38.6667
2723 | 0.99596 | 277.7778 | 38.6667
2724 | 0.92806 | 277.7778 | 38.6667
2725 | 0.86662 | 277.7778 | 38.6667
2726 | 0.86991 | 277.7778 | 38.6667
2727 | 0.84053 | 277.7778 | 38.6667
2728 | 0.92148 | 277.7778 | 38.6667
2729 | 1.0014 | 277.7778 | 38.6667
2730 | 1.1654 | 277.7778 | 38.6667
2731 | 1.0836 | 277.7778 | 38.6667
2732 | 1.0098 | 277.7778 | 38.6667
2733 | 0.95915 | 277.7778 | 38.6667
2734 | 0.95571 | 277.7778 | 38.6667
2735 | 0.84806 | 277.7778 | 38.6667
2736 | 0.80209 | 277.7778 | 38.6667
2737 | 0.78636 | 277.7778 | 38.6667
2738 | 0.74548 | 277.7778 | 38.6667
2739 | 0.68911 | 277.7778 | 38.6667
2740 | 0.79522 | 277.7778 | 38.6667
2741 | 1.0132 | 277.7778 | 38.6667
2742 | 1.1543 | 277.7778 | 38.6667
2743 | 1.2132 | 277.7778 | 38.6667
2744 | 1.211 | 277.7778 | 38.6667
2745 | 0.9921 | 277.7778 | 38.6667
2746 | 0.94482 | 277.7778 | 38.6667
2747 | 0.87019 | 277.7778 | 38.6667
2748 | 0.75176 | 277.7778 | 38.6667
2749 | 0.74726 | 277.7778 | 38.6667
2750 | 0.76138 | 277.7778 | 38.6667
2751 | 0.81743 | 277.7778 | 38.6667
2752 | 0.83347 | 277.7778 | 38.6667
2753 | 0.91937 | 277.7778 | 38.6667
2754 | 1.0651 | 277.7778 | 38.6667
2755 | 1.1711 | 277.7778 | 38.6667
2756 | 1.1855 | 277.7778 | 38.6667
2757 | 1.0121 | 277.7778 | 38.6667
2758 | 1.0182 | 277.7778 | 38.6667
2759 | 0.91032 | 277.7778 | 38.6667
2760 | 0.86208 | 277.7778 | 38.6667
2761 | 0.76533 | 277.7778 | 38.6667
2762 | 0.68109 | 277.7778 | 38.6667
2763 | 0.58123 | 277.7778 | 38.6667
2764 | 0.71224 | 277.7778 | 38.6667
2765 | 0.86338 | 277.7778 | 38.6667
2766 | 1.1792 | 277.7778 | 38.6667
2767 | 1.0719 | 277.7778 | 38.6667
2768 | 1.0713 | 277.7778 | 38.6667
2769 | 1.0181 | 277.7778 | 38.6667
2770 | 1.0187 | 277.7778 | 38.6667
2771 | 0.99628 | 277.7778 | 38.6667
2772 | 1.0514 | 277.7778 | 38.6667
2773 | 1.053 | 277.7778 | 38.6667
2774 | 1.0139 | 277.7778 | 38.6667
2775 | 1.051 | 277.7778 | 38.6667
2776 | 0.97179 | 277.7778 | 38.6667
2777 | 1.0819 | 277.7778 | 38.6667
2778 | 1.1141 | 277.7778 | 38.6667
2779 | 1.1718 | 277.7778 | 38.6667
2780 | 0.99958 | 277.7778 | 38.6667
2781 | 0.937 | 277.7778 | 38.6667
2782 | 0.99535 | 277.7778 | 38.6667
2783 | 0.92584 | 277.7778 | 38.6667
2784 | 0.88472 | 277.7778 | 38.6667
2785 | 0.91549 | 277.7778 | 38.6667
2786 | 0.81415 | 277.7778 | 38.6667
2787 | 0.67058 | 277.7778 | 38.6667
2788 | 0.77155 | 277.7778 | 38.6667
2789 | 0.76977 | 277.7778 | 38.6667
2790 | 0.77289 | 277.7778 | 38.6667
2791 | 0.81462 | 277.7778 | 38.6667
2792 | 0.9805 | 277.7778 | 38.6667
2793 | 1.0723 | 277.7778 | 38.6667
2794 | 0.96541 | 277.7778 | 38.6667
2795 | 0.94394 | 277.7778 | 38.6667
2796 | 0.80844 | 277.7778 | 38.6667
2797 | 0.87461 | 277.7778 | 38.6667
2798 | 0.79694 | 277.7778 | 38.6667
2799 | 0.6938 | 277.7778 | 38.6667
2800 | 0.71907 | 277.7778 | 38.6667
2801 | 0.90211 | 277.7778 | 38.6667
2802 | 0.93788 | 277.7778 | 38.6667
2803 | 1.0291 | 277.7778 | 38.6667
2804 | 1.0972 | 277.7778 | 38.6667
2805 | 1.0245 | 277.7778 | 38.6667
2806 | 0.90501 | 277.7778 | 38.6667
2807 | 0.96851 | 277.7778 | 38.6667
2808 | 1.0156 | 277.7778 | 38.6667
2809 | 0.89523 | 277.7778 | 38.6667
2810 | 0.75714 | 277.7778 | 38.6667
2811 | 0.70041 | 277.7778 | 38.6667
2812 | 0.71785 | 277.7778 | 38.6667
2813 | 0.7396 | 277.7778 | 38.6667
2814 | 0.64895 | 277.7778 | 38.6667
2815 | 0.61705 | 277.7778 | 38.6667
2816 | 0.90424 | 277.7778 | 38.6667
2817 | 0.87071 | 277.7778 | 38.6667
2818 | 0.88612 | 277.7778 | 38.6667
2819 | 0.93543 | 277.7778 | 38.6667
2820 | 0.79694 | 277.7778 | 38.6667
2821 | 0.61045 | 277.7778 | 38.6667
2822 | 0.57644 | 277.7778 | 38.6667
2823 | 0.51151 | 277.7778 | 38.6667
2824 | 0.59413 | 277.7778 | 38.6667
2825 | 0.90459 | 277.7778 | 38.6667
2826 | 1.074 | 277.7778 | 38.6667
2827 | 1.1338 | 277.7778 | 38.6667
2828 | 1.1948 | 277.7778 | 38.6667
2829 | 1.1109 | 277.7778 | 38.6667
2830 | 1.1093 | 277.7778 | 38.6667
2831 | 0.98022 | 277.7778 | 38.6667
2832 | 0.94159 | 277.7778 | 38.6667
2833 | 0.90173 | 277.7778 | 38.6667
2834 | 0.82735 | 277.7778 | 38.6667
2835 | 0.7575 | 277.7778 | 38.6667
2836 | 0.88088 | 277.7778 | 38.6667
2837 | 0.96473 | 277.7778 | 38.6667
2838 | 1.2257 | 277.7778 | 38.6667
2839 | 1.2943 | 277.7778 | 38.6667
2840 | 1.4564 | 277.7778 | 38.6667
2841 | 1.1685 | 277.7778 | 38.6667
2842 | 1.1418 | 277.7778 | 38.6667
2843 | 0.9994 | 277.7778 | 38.6667
2844 | 0.95841 | 277.7778 | 38.6667
2845 | 0.9047 | 277.7778 | 38.6667
2846 | 0.93202 | 277.7778 | 38.6667
2847 | 0.90901 | 277.7778 | 38.6667
2848 | 0.83107 | 277.7778 | 38.6667
2849 | 1.0146 | 277.7778 | 38.6667
2850 | 1.1688 | 277.7778 | 38.6667
2851 | 1.2368 | 277.7778 | 38.6667
2852 | 1.2419 | 277.7778 | 38.6667
2853 | 1.2062 | 277.7778 | 38.6667
2854 | 1.0737 | 277.7778 | 38.6667
2855 | 0.92841 | 277.7778 | 38.6667
2856 | 0.88312 | 277.7778 | 38.6667
2857 | 0.83586 | 277.7778 | 38.6667
2858 | 0.78285 | 277.7778 | 38.6667
2859 | 0.7319 | 277.7778 | 38.6667
2860 | 0.89707 | 277.7778 | 38.6667
2861 | 0.91241 | 277.7778 | 38.6667
2862 | 1.1285 | 277.7778 | 38.6667
2863 | 1.2915 | 277.7778 | 38.6667
2864 | 1.2741 | 277.7778 | 38.6667
2865 | 1.2102 | 277.7778 | 38.6667
2866 | 1.1196 | 277.7778 | 38.6667
2867 | 1.1418 | 277.7778 | 38.6667
2868 | 1.1222 | 277.7778 | 38.6667
2869 | 1.0968 | 277.7778 | 38.6667
2870 | 1.0631 | 277.7778 | 38.6667
2871 | 1.0866 | 277.7778 | 38.6667
2872 | 1.0889 | 277.7778 | 38.6667
2873 | 1.1748 | 277.7778 | 38.6667
2874 | 1.2226 | 277.7778 | 38.6667
2875 | 1.235 | 277.7778 | 38.6667
2876 | 1.2674 | 277.7778 | 38.6667
2877 | 1.1494 | 277.7778 | 38.6667
2878 | 1.0313 | 277.7778 | 38.6667
2879 | 0.93492 | 277.7778 | 38.6667
2880 | 0.82465 | 277.7778 | 38.6667
2881 | 0.83354 | 277.7778 | 38.6667
2882 | 0.68937 | 277.7778 | 38.6667
2883 | 0.76973 | 277.7778 | 38.6667
2884 | 0.60818 | 277.7778 | 38.6667
2885 | 0.60406 | 277.7778 | 38.6667
2886 | 0.57057 | 277.7778 | 38.6667
2887 | 0.6018 | 277.7778 | 38.6667
2888 | 0.64681 | 277.7778 | 38.6667
2889 | 0.6989 | 277.7778 | 38.6667
2890 | 0.59403 | 277.7778 | 38.6667
2891 | 0.56465 | 277.7778 | 38.6667
2892 | 0.4877 | 277.7778 | 38.6667
2893 | 0.32884 | 277.7778 | 38.6667
2894 | 0.2871 | 277.7778 | 38.6667
2895 | 0.44149 | 277.7778 | 38.6667
2896 | 0.41014 | 277.7778 | 38.6667
2897 | 0.58699 | 277.7778 | 38.6667
2898 | 0.75551 | 277.7778 | 38.6667
2899 | 0.87514 | 277.7778 | 38.6667
2900 | 0.87959 | 277.7778 | 38.6667
2901 | 0.90639 | 277.7778 | 38.6667
2902 | 0.82467 | 277.7778 | 38.6667
2903 | 0.65875 | 277.7778 | 38.6667
2904 | 0.82288 | 277.7778 | 38.6667
2905 | 0.67447 | 277.7778 | 38.6667
2906 | 0.64821 | 277.7778 | 38.6667
2907 | 0.6728 | 277.7778 | 38.6667
2908 | 0.59614 | 277.7778 | 38.6667
2909 | 0.74926 | 277.7778 | 38.6667
2910 | 1.0232 | 277.7778 | 38.6667
2911 | 1.2071 | 277.7778 | 38.6667
2912 | 1.3368 | 277.7778 | 38.6667
2913 | 1.1209 | 277.7778 | 38.6667
2914 | 1.0556 | 277.7778 | 38.6667
2915 | 1.0643 | 277.7778 | 38.6667
2916 | 1.068 | 277.7778 | 38.6667
2917 | 1.0535 | 277.7778 | 38.6667
2918 | 1.1636 | 277.7778 | 38.6667
2919 | 1.1057 | 277.7778 | 38.6667
2920 | 1.0672 | 277.7778 | 38.6667
2921 | 0.91324 | 277.7778 | 38.6667
2922 | 0.96294 | 277.7778 | 38.6667
2923 | 1.0258 | 277.7778 | 38.6667
2924 | 1.0159 | 277.7778 | 38.6667
2925 | 0.95659 | 277.7778 | 38.6667
2926 | 1.0498 | 277.7778 | 38.6667
2927 | 0.98466 | 277.7778 | 38.6667
2928 | 0.98448 | 277.7778 | 38.6667
2929 | 0.94998 | 277.7778 | 38.6667
2930 | 0.81519 | 277.7778 | 38.6667
2931 | 0.77594 | 277.7778 | 38.6667
2932 | 0.92306 | 277.7778 | 38.6667
2933 | 1.0312 | 277.7778 | 38.6667
2934 | 1.0684 | 277.7778 | 38.6667
2935 | 1.1933 | 277.7778 | 38.6667
2936 | 1.2585 | 277.7778 | 38.6667
2937 | 1.2751 | 277.7778 | 38.6667
2938 | 1.1726 | 277.7778 | 38.6667
2939 | 1.1228 | 277.7778 | 38.6667
2940 | 0.95759 | 277.7778 | 38.6667
2941 | 0.9386 | 277.7778 | 38.6667
2942 | 1.0393 | 277.7778 | 38.6667
2943 | 1.0351 | 277.7778 | 38.6667
2944 | 1.0387 | 277.7778 | 38.6667
2945 | 0.91849 | 277.7778 | 38.6667
2946 | 1.066 | 277.7778 | 38.6667
2947 | 1.1321 | 277.7778 | 38.6667
2948 | 1.0651 | 277.7778 | 38.6667
2949 | 1.085 | 277.7778 | 38.6667
2950 | 1.2087 | 277.7778 | 38.6667
2951 | 1.1136 | 277.7778 | 38.6667
2952 | 1.0844 | 277.7778 | 38.6667
2953 | 1.0409 | 277.7778 | 38.6667
2954 | 1.0052 | 277.7778 | 38.6667
2955 | 0.9658 | 277.7778 | 38.6667
2956 | 0.95715 | 277.7778 | 38.6667
2957 | 1.0157 | 277.7778 | 38.6667
2958 | 1.0002 | 277.7778 | 38.6667
2959 | 1.0737 | 277.7778 | 38.6667
2960 | 1.1435 | 277.7778 | 38.6667
2961 | 1.082 | 277.7778 | 38.6667
2962 | 1.1757 | 277.7778 | 38.6667
2963 | 1.0513 | 277.7778 | 38.6667
2964 | 0.9634 | 277.7778 | 38.6667
2965 | 0.70986 | 277.7778 | 38.6667
2966 | 0.71951 | 277.7778 | 38.6667
2967 | 0.75441 | 277.7778 | 38.6667
2968 | 0.90398 | 277.7778 | 38.6667
2969 | 0.99912 | 277.7778 | 38.6667
2970 | 1.2327 | 277.7778 | 38.6667
2971 | 1.2379 | 277.7778 | 38.6667
2972 | 1.0763 | 277.7778 | 38.6667
2973 | 1.0654 | 277.7778 | 38.6667
2974 | 1.0778 | 277.7778 | 38.6667
2975 | 1.1132 | 277.7778 | 38.6667
2976 | 0.86397 | 277.7778 | 38.6667
2977 | 0.74581 | 277.7778 | 38.6667
2978 | 0.72486 | 277.7778 | 38.6667
2979 | 0.6895 | 277.7778 | 38.6667
2980 | 0.68626 | 277.7778 | 38.6667
2981 | 0.67966 | 277.7778 | 38.6667
2982 | 0.67128 | 277.7778 | 38.6667
2983 | 0.66891 | 277.7778 | 38.6667
2984 | 0.56861 | 277.7778 | 38.6667
2985 | 0.49234 | 277.7778 | 38.6667
2986 | 0.48172 | 277.7778 | 38.6667
2987 | 0.67707 | 277.7778 | 38.6667
2988 | 0.81685 | 277.7778 | 38.6667
2989 | 0.72801 | 277.7778 | 38.6667
2990 | 0.65385 | 277.7778 | 38.6667
2991 | 0.64918 | 277.7778 | 38.6667
2992 | 0.70801 | 277.7778 | 38.6667
2993 | 0.8284 | 277.7778 | 38.6667
2994 | 1.1963 | 277.7778 | 38.6667
2995 | 1.2616 | 277.7778 | 38.6667
2996 | 1.0774 | 277.7778 | 38.6667
2997 | 1.0278 | 277.7778 | 38.6667
2998 | 1.0598 | 277.7778 | 38.6667
2999 | 1.0458 | 277.7778 | 38.6667
3000 | 0.89553 | 277.7778 | 38.6667
3001 | 0.86836 | 277.7778 | 38.6667
3002 | 0.94511 | 277.7778 | 38.6667
3003 | 0.945 | 277.7778 | 38.6667
3004 | 1.0703 | 277.7778 | 38.6667
3005 | 1.0147 | 277.7778 | 38.6667
3006 | 1.3186 | 277.7778 | 38.6667
3007 | 1.3001 | 277.7778 | 38.6667
3008 | 1.3767 | 277.7778 | 38.6667
3009 | 1.3822 | 277.7778 | 38.6667
3010 | 1.2348 | 277.7778 | 38.6667
3011 | 1.2914 | 277.7778 | 38.6667
3012 | 1.376 | 277.7778 | 38.6667
3013 | 1.3228 | 277.7778 | 38.6667
3014 | 1.2916 | 277.7778 | 38.6667
3015 | 1.165 | 277.7778 | 38.6667
3016 | 1.1049 | 277.7778 | 38.6667
3017 | 1.2208 | 277.7778 | 38.6667
3018 | 1.2654 | 277.7778 | 38.6667
3019 | 1.2401 | 277.7778 | 38.6667
3020 | 1.2354 | 277.7778 | 38.6667
3021 | 1.1534 | 277.7778 | 38.6667
3022 | 1.057 | 277.7778 | 38.6667
3023 | 1.0467 | 277.7778 | 38.6667
3024 | 0.9307 | 277.7778 | 38.6667
3025 | 0.94574 | 277.7778 | 38.6667
3026 | 0.76519 | 277.7778 | 38.6667
3027 | 0.76129 | 277.7778 | 38.6667
3028 | 0.93227 | 277.7778 | 38.6667
3029 | 0.98136 | 277.7778 | 38.6667
3030 | 1.1268 | 277.7778 | 38.6667
3031 | 1.3182 | 277.7778 | 38.6667
3032 | 1.3586 | 277.7778 | 38.6667
3033 | 1.3017 | 277.7778 | 38.6667
3034 | 1.2009 | 277.7778 | 38.6667
3035 | 1.1618 | 277.7778 | 38.6667
3036 | 1.2486 | 277.7778 | 38.6667
3037 | 1.2186 | 277.7778 | 38.6667
3038 | 1.1668 | 277.7778 | 38.6667
3039 | 1.0819 | 277.7778 | 38.6667
3040 | 1.0137 | 277.7778 | 38.6667
3041 | 1.095 | 277.7778 | 38.6667
3042 | 1.0313 | 277.7778 | 38.6667
3043 | 1.1039 | 277.7778 | 38.6667
3044 | 1.1782 | 277.7778 | 38.6667
3045 | 1.0524 | 277.7778 | 38.6667
3046 | 1.0304 | 277.7778 | 38.6667
3047 | 0.96939 | 277.7778 | 38.6667
3048 | 0.73311 | 277.7778 | 38.6667
3049 | 0.76949 | 277.7778 | 38.6667
3050 | 0.7874 | 277.7778 | 38.6667
3051 | 0.85476 | 277.7778 | 38.6667
3052 | 0.95609 | 277.7778 | 38.6667
3053 | 1.0436 | 277.7778 | 38.6667
3054 | 1.3292 | 277.7778 | 38.6667
3055 | 1.2967 | 277.7778 | 38.6667
3056 | 1.2457 | 277.7778 | 38.6667
3057 | 1.1891 | 277.7778 | 38.6667
3058 | 0.9542 | 277.7778 | 38.6667
3059 | 0.96826 | 277.7778 | 38.6667
3060 | 0.8981 | 277.7778 | 38.6667
3061 | 0.87181 | 277.7778 | 38.6667
3062 | 0.91289 | 277.7778 | 38.6667
3063 | 0.96426 | 277.7778 | 38.6667
3064 | 1.1299 | 277.7778 | 38.6667
3065 | 1.1479 | 277.7778 | 38.6667
3066 | 1.312 | 277.7778 | 38.6667
3067 | 1.3283 | 277.7778 | 38.6667
3068 | 1.3569 | 277.7778 | 38.6667
3069 | 1.3497 | 277.7778 | 38.6667
3070 | 1.103 | 277.7778 | 38.6667
3071 | 0.95374 | 277.7778 | 38.6667
3072 | 0.86436 | 277.7778 | 38.6667
3073 | 0.74863 | 277.7778 | 38.6667
3074 | 0.71777 | 277.7778 | 38.6667
3075 | 0.76048 | 277.7778 | 38.6667
3076 | 0.99999 | 277.7778 | 38.6667
3077 | 0.97349 | 277.7778 | 38.6667
3078 | 0.86131 | 277.7778 | 38.6667
3079 | 0.98499 | 277.7778 | 38.6667
3080 | 1.0234 | 277.7778 | 38.6667
3081 | 1.0339 | 277.7778 | 38.6667
3082 | 1.0045 | 277.7778 | 38.6667
3083 | 0.89612 | 277.7778 | 38.6667
3084 | 0.70812 | 277.7778 | 38.6667
3085 | 0.65018 | 277.7778 | 38.6667
3086 | 0.67093 | 277.7778 | 38.6667
3087 | 0.71215 | 277.7778 | 38.6667
3088 | 0.92644 | 277.7778 | 38.6667
3089 | 0.87897 | 277.7778 | 38.6667
3090 | 0.87204 | 277.7778 | 38.6667
3091 | 1.224 | 277.7778 | 38.6667
3092 | 1.3202 | 277.7778 | 38.6667
3093 | 1.3247 | 277.7778 | 38.6667
3094 | 1.1579 | 277.7778 | 38.6667
3095 | 0.93806 | 277.7778 | 38.6667
3096 | 0.94599 | 277.7778 | 38.6667
3097 | 0.74626 | 277.7778 | 38.6667
3098 | 0.82725 | 277.7778 | 38.6667
3099 | 0.76278 | 277.7778 | 38.6667
3100 | 0.84148 | 277.7778 | 38.6667
3101 | 0.95385 | 277.7778 | 38.6667
3102 | 1.2142 | 277.7778 | 38.6667
3103 | 1.3142 | 277.7778 | 38.6667
3104 | 1.2165 | 277.7778 | 38.6667
3105 | 1.093 | 277.7778 | 38.6667
3106 | 1.0733 | 277.7778 | 38.6667
3107 | 1.1608 | 277.7778 | 38.6667
3108 | 1.096 | 277.7778 | 38.6667
3109 | 0.96289 | 277.7778 | 38.6667
3110 | 0.88235 | 277.7778 | 38.6667
3111 | 0.9459 | 277.7778 | 38.6667
3112 | 0.95816 | 277.7778 | 38.6667
3113 | 1.2328 | 277.7778 | 38.6667
3114 | 1.2748 | 277.7778 | 38.6667
3115 | 1.2801 | 277.7778 | 38.6667
3116 | 1.3019 | 277.7778 | 38.6667
3117 | 1.2902 | 277.7778 | 38.6667
3118 | 1.0696 | 277.7778 | 38.6667
3119 | 0.92583 | 277.7778 | 38.6667
3120 | 0.89311 | 277.7778 | 38.6667
3121 | 0.7233 | 277.7778 | 38.6667
3122 | 0.71084 | 277.7778 | 38.6667
3123 | 0.70045 | 277.7778 | 38.6667
3124 | 0.71928 | 277.7778 | 38.6667
3125 | 0.75181 | 277.7778 | 38.6667
3126 | 0.72276 | 277.7778 | 38.6667
3127 | 0.74629 | 277.7778 | 38.6667
3128 | 0.85414 | 277.7778 | 38.6667
3129 | 0.86335 | 277.7778 | 38.6667
3130 | 0.80986 | 277.7778 | 38.6667
3131 | 0.7631 | 277.7778 | 38.6667
3132 | 0.62328 | 277.7778 | 38.6667
3133 | 0.70008 | 277.7778 | 38.6667
3134 | 0.63926 | 277.7778 | 38.6667
3135 | 0.63885 | 277.7778 | 38.6667
3136 | 0.67604 | 277.7778 | 38.6667
3137 | 0.78994 | 277.7778 | 38.6667
3138 | 1.0683 | 277.7778 | 38.6667
3139 | 1.2444 | 277.7778 | 38.6667
3140 | 1.2643 | 277.7778 | 38.6667
3141 | 1.2333 | 277.7778 | 38.6667
3142 | 0.89884 | 277.7778 | 38.6667
3143 | 0.8087 | 277.7778 | 38.6667
3144 | 0.69182 | 277.7778 | 38.6667
3145 | 0.65001 | 277.7778 | 38.6667
3146 | 0.64361 | 277.7778 | 38.6667
3147 | 0.61204 | 277.7778 | 38.6667
3148 | 0.58232 | 277.7778 | 38.6667
3149 | 0.58417 | 277.7778 | 38.6667
3150 | 0.56337 | 277.7778 | 38.6667
3151 | 0.61841 | 277.7778 | 38.6667
3152 | 0.60948 | 277.7778 | 38.6667
3153 | 0.68838 | 277.7778 | 38.6667
3154 | 0.69947 | 277.7778 | 38.6667
3155 | 0.65118 | 277.7778 | 38.6667
3156 | 0.5152 | 277.7778 | 38.6667
3157 | 0.35341 | 277.7778 | 38.6667
3158 | 0.32854 | 277.7778 | 38.6667
3159 | 0.43647 | 277.7778 | 38.6667
3160 | 0.53066 | 277.7778 | 38.6667
3161 | 0.63809 | 277.7778 | 38.6667
3162 | 0.71354 | 277.7778 | 38.6667
3163 | 0.91325 | 277.7778 | 38.6667
3164 | 1.1656 | 277.7778 | 38.6667
3165 | 1.0774 | 277.7778 | 38.6667
3166 | 1.0142 | 277.7778 | 38.6667
3167 | 0.78988 | 277.7778 | 38.6667
3168 | 0.80241 | 277.7778 | 38.6667
3169 | 0.68838 | 277.7778 | 38.6667
3170 | 0.72208 | 277.7778 | 38.6667
3171 | 0.68509 | 277.7778 | 38.6667
3172 | 0.67667 | 277.7778 | 38.6667
3173 | 0.75845 | 277.7778 | 38.6667
3174 | 1.0129 | 277.7778 | 38.6667
3175 | 1.1854 | 277.7778 | 38.6667
3176 | 1.0451 | 277.7778 | 38.6667
3177 | 1.0583 | 277.7778 | 38.6667
3178 | 1.1117 | 277.7778 | 38.6667
3179 | 1.1682 | 277.7778 | 38.6667
3180 | 1.1131 | 277.7778 | 38.6667
3181 | 1.2203 | 277.7778 | 38.6667
3182 | 1.2214 | 277.7778 | 38.6667
3183 | 1.1974 | 277.7778 | 38.6667
3184 | 1.1527 | 277.7778 | 38.6667
3185 | 1.0229 | 277.7778 | 38.6667
3186 | 1.2072 | 277.7778 | 38.6667
3187 | 1.2324 | 277.7778 | 38.6667
3188 | 1.2137 | 277.7778 | 38.6667
3189 | 1.1782 | 277.7778 | 38.6667
3190 | 1.0373 | 277.7778 | 38.6667
3191 | 1.0503 | 277.7778 | 38.6667
3192 | 0.93676 | 277.7778 | 38.6667
3193 | 0.74007 | 277.7778 | 38.6667
3194 | 0.62192 | 277.7778 | 38.6667
3195 | 0.56871 | 277.7778 | 38.6667
3196 | 0.67612 | 277.7778 | 38.6667
3197 | 0.92104 | 277.7778 | 38.6667
3198 | 1.2337 | 277.7778 | 38.6667
3199 | 1.2702 | 277.7778 | 38.6667
3200 | 1.1984 | 277.7778 | 38.6667
3201 | 1.1235 | 277.7778 | 38.6667
3202 | 1.0266 | 277.7778 | 38.6667
3203 | 1.0365 | 277.7778 | 38.6667
3204 | 1.0065 | 277.7778 | 38.6667
3205 | 1.0509 | 277.7778 | 38.6667
3206 | 1.0767 | 277.7778 | 38.6667
3207 | 1.0822 | 277.7778 | 38.6667
3208 | 1.0447 | 277.7778 | 38.6667
3209 | 1.1749 | 277.7778 | 38.6667
3210 | 1.2168 | 277.7778 | 38.6667
3211 | 1.2493 | 277.7778 | 38.6667
3212 | 1.2476 | 277.7778 | 38.6667
3213 | 1.1492 | 277.7778 | 38.6667
3214 | 1.0693 | 277.7778 | 38.6667
3215 | 1.0331 | 277.7778 | 38.6667
3216 | 1.021 | 277.7778 | 38.6667
3217 | 0.84239 | 277.7778 | 38.6667
3218 | 0.87785 | 277.7778 | 38.6667
3219 | 0.83198 | 277.7778 | 38.6667
3220 | 0.96139 | 277.7778 | 38.6667
3221 | 0.99722 | 277.7778 | 38.6667
3222 | 1.2208 | 277.7778 | 38.6667
3223 | 1.3903 | 277.7778 | 38.6667
3224 | 1.3935 | 277.7778 | 38.6667
3225 | 1.2171 | 277.7778 | 38.6667
3226 | 0.99661 | 277.7778 | 38.6667
3227 | 0.89807 | 277.7778 | 38.6667
3228 | 0.82164 | 277.7778 | 38.6667
3229 | 0.81712 | 277.7778 | 38.6667
3230 | 0.89165 | 277.7778 | 38.6667
3231 | 1.0445 | 277.7778 | 38.6667
3232 | 1.0901 | 277.7778 | 38.6667
3233 | 1.1276 | 277.7778 | 38.6667
3234 | 1.2051 | 277.7778 | 38.6667
3235 | 1.3515 | 277.7778 | 38.6667
3236 | 1.1843 | 277.7778 | 38.6667
3237 | 1.1895 | 277.7778 | 38.6667
3238 | 1.2069 | 277.7778 | 38.6667
3239 | 1.0245 | 277.7778 | 38.6667
3240 | 1.0162 | 277.7778 | 38.6667
3241 | 0.97727 | 277.7778 | 38.6667
3242 | 0.97494 | 277.7778 | 38.6667
3243 | 0.89352 | 277.7778 | 38.6667
3244 | 0.8713 | 277.7778 | 38.6667
3245 | 1.1197 | 277.7778 | 38.6667
3246 | 1.0705 | 277.7778 | 38.6667
3247 | 1.2485 | 277.7778 | 38.6667
3248 | 1.2196 | 277.7778 | 38.6667
3249 | 1.1987 | 277.7778 | 38.6667
3250 | 1.1885 | 277.7778 | 38.6667
3251 | 1.1949 | 277.7778 | 38.6667
3252 | 1.13 | 277.7778 | 38.6667
3253 | 1.1014 | 277.7778 | 38.6667
3254 | 1.1524 | 277.7778 | 38.6667
3255 | 1.1415 | 277.7778 | 38.6667
3256 | 1.1056 | 277.7778 | 38.6667
3257 | 1.1239 | 277.7778 | 38.6667
3258 | 1.2592 | 277.7778 | 38.6667
3259 | 1.1453 | 277.7778 | 38.6667
3260 | 1.0366 | 277.7778 | 38.6667
3261 | 1.1351 | 277.7778 | 38.6667
3262 | 1.0746 | 277.7778 | 38.6667
3263 | 0.89766 | 277.7778 | 38.6667
3264 | 0.8315 | 277.7778 | 38.6667
3265 | 0.77294 | 277.7778 | 38.6667
3266 | 0.72589 | 277.7778 | 38.6667
3267 | 0.67433 | 277.7778 | 38.6667
3268 | 0.7823 | 277.7778 | 38.6667
3269 | 0.95109 | 277.7778 | 38.6667
3270 | 1.1986 | 277.7778 | 38.6667
3271 | 1.238 | 277.7778 | 38.6667
3272 | 1.3345 | 277.7778 | 38.6667
3273 | 1.3262 | 277.7778 | 38.6667
3274 | 1.2291 | 277.7778 | 38.6667
3275 | 1.1832 | 277.7778 | 38.6667
3276 | 1.1339 | 277.7778 | 38.6667
3277 | 1.1445 | 277.7778 | 38.6667
3278 | 1.0632 | 277.7778 | 38.6667
3279 | 1.0485 | 277.7778 | 38.6667
3280 | 1.0198 | 277.7778 | 38.6667
3281 | 1.1465 | 277.7778 | 38.6667
3282 | 1.2078 | 277.7778 | 38.6667
3283 | 1.2509 | 277.7778 | 38.6667
3284 | 1.0898 | 277.7778 | 38.6667
3285 | 1.0257 | 277.7778 | 38.6667
3286 | 1.3768 | 277.7778 | 38.6667
3287 | 1.0142 | 277.7778 | 38.6667
3288 | 0.93816 | 277.7778 | 38.6667
3289 | 0.78614 | 277.7778 | 38.6667
3290 | 0.86399 | 277.7778 | 38.6667
3291 | 0.92696 | 277.7778 | 38.6667
3292 | 0.92812 | 277.7778 | 38.6667
3293 | 0.89346 | 277.7778 | 38.6667
3294 | 0.87002 | 277.7778 | 38.6667
3295 | 1.003 | 277.7778 | 38.6667
3296 | 1.0024 | 277.7778 | 38.6667
3297 | 1.0006 | 277.7778 | 38.6667
3298 | 0.83484 | 277.7778 | 38.6667
3299 | 0.73539 | 277.7778 | 38.6667
3300 | 0.69574 | 277.7778 | 38.6667
3301 | 0.68875 | 277.7778 | 38.6667
3302 | 0.6454 | 277.7778 | 38.6667
3303 | 0.64437 | 277.7778 | 38.6667
3304 | 0.73355 | 277.7778 | 38.6667
3305 | 0.95644 | 277.7778 | 38.6667
3306 | 1.1778 | 277.7778 | 38.6667
3307 | 1.1633 | 277.7778 | 38.6667
3308 | 1.2649 | 277.7778 | 38.6667
3309 | 1.2715 | 277.7778 | 38.6667
3310 | 1.2271 | 277.7778 | 38.6667
3311 | 1.079 | 277.7778 | 38.6667
3312 | 0.89886 | 277.7778 | 38.6667
3313 | 0.81428 | 277.7778 | 38.6667
3314 | 0.79893 | 277.7778 | 38.6667
3315 | 0.75293 | 277.7778 | 38.6667
3316 | 0.75098 | 277.7778 | 38.6667
3317 | 0.77819 | 277.7778 | 38.6667
3318 | 0.697 | 277.7778 | 38.6667
3319 | 0.70637 | 277.7778 | 38.6667
3320 | 0.57064 | 277.7778 | 38.6667
3321 | 0.58168 | 277.7778 | 38.6667
3322 | 0.58163 | 277.7778 | 38.6667
3323 | 0.58342 | 277.7778 | 38.6667
3324 | 0.53672 | 277.7778 | 38.6667
3325 | 0.56029 | 277.7778 | 38.6667
3326 | 0.66041 | 277.7778 | 38.6667
3327 | 0.6445 | 277.7778 | 38.6667
3328 | 0.67502 | 277.7778 | 38.6667
3329 | 0.74624 | 277.7778 | 38.6667
3330 | 0.94289 | 277.7778 | 38.6667
3331 | 0.96792 | 277.7778 | 38.6667
3332 | 1.0077 | 277.7778 | 38.6667
3333 | 1.064 | 277.7778 | 38.6667
3334 | 0.95881 | 277.7778 | 38.6667
3335 | 1.0501 | 277.7778 | 38.6667
3336 | 0.99357 | 277.7778 | 38.6667
3337 | 0.86935 | 277.7778 | 38.6667
3338 | 0.7936 | 277.7778 | 38.6667
3339 | 0.76061 | 277.7778 | 38.6667
3340 | 0.8412 | 277.7778 | 38.6667
3341 | 0.84223 | 277.7778 | 38.6667
3342 | 0.89071 | 277.7778 | 38.6667
3343 | 0.90106 | 277.7778 | 38.6667
3344 | 1.0921 | 277.7778 | 38.6667
3345 | 0.99646 | 277.7778 | 38.6667
3346 | 1.2179 | 277.7778 | 38.6667
3347 | 1.2744 | 277.7778 | 38.6667
3348 | 1.1258 | 277.7778 | 38.6667
3349 | 0.90579 | 277.7778 | 38.6667
3350 | 0.94648 | 277.7778 | 38.6667
3351 | 0.9757 | 277.7778 | 38.6667
3352 | 1.1012 | 277.7778 | 38.6667
3353 | 1.1109 | 277.7778 | 38.6667
3354 | 1.1305 | 277.7778 | 38.6667
3355 | 1.2331 | 277.7778 | 38.6667
3356 | 1.2301 | 277.7778 | 38.6667
3357 | 1.243 | 277.7778 | 38.6667
3358 | 1.1996 | 277.7778 | 38.6667
3359 | 1.131 | 277.7778 | 38.6667
3360 | 1.0653 | 277.7778 | 38.6667
3361 | 0.8886 | 277.7778 | 38.6667
3362 | 0.87044 | 277.7778 | 38.6667
3363 | 0.93895 | 277.7778 | 38.6667
3364 | 0.90907 | 277.7778 | 38.6667
3365 | 1.0471 | 277.7778 | 38.6667
3366 | 1.2127 | 277.7778 | 38.6667
3367 | 1.5437 | 277.7778 | 38.6667
3368 | 1.4566 | 277.7778 | 38.6667
3369 | 1.3811 | 277.7778 | 38.6667
3370 | 1.2875 | 277.7778 | 38.6667
3371 | 1.4416 | 277.7778 | 38.6667
3372 | 1.2885 | 277.7778 | 38.6667
3373 | 1.2526 | 277.7778 | 38.6667
3374 | 1.1581 | 277.7778 | 38.6667
3375 | 1.1212 | 277.7778 | 38.6667
3376 | 1.1371 | 277.7778 | 38.6667
3377 | 1.2377 | 277.7778 | 38.6667
3378 | 1.3133 | 277.7778 | 38.6667
3379 | 1.4081 | 277.7778 | 38.6667
3380 | 1.3973 | 277.7778 | 38.6667
3381 | 1.2487 | 277.7778 | 38.6667
3382 | 1.0763 | 277.7778 | 38.6667
3383 | 1.0499 | 277.7778 | 38.6667
3384 | 0.88242 | 277.7778 | 38.6667
3385 | 0.9846 | 277.7778 | 38.6667
3386 | 0.89616 | 277.7778 | 38.6667
3387 | 0.79689 | 277.7778 | 38.6667
3388 | 0.80007 | 277.7778 | 38.6667
3389 | 1.0916 | 277.7778 | 38.6667
3390 | 1.1845 | 277.7778 | 38.6667
3391 | 1.2199 | 277.7778 | 38.6667
3392 | 1.2621 | 277.7778 | 38.6667
3393 | 1.2568 | 277.7778 | 38.6667
3394 | 1.2472 | 277.7778 | 38.6667
3395 | 1.2416 | 277.7778 | 38.6667
3396 | 1.173 | 277.7778 | 38.6667
3397 | 1.0512 | 277.7778 | 38.6667
3398 | 0.98207 | 277.7778 | 38.6667
3399 | 0.90975 | 277.7778 | 38.6667
3400 | 0.87523 | 277.7778 | 38.6667
3401 | 0.86927 | 277.7778 | 38.6667
3402 | 0.88304 | 277.7778 | 38.6667
3403 | 1.0084 | 277.7778 | 38.6667
3404 | 1.0557 | 277.7778 | 38.6667
3405 | 1.0571 | 277.7778 | 38.6667
3406 | 1.0332 | 277.7778 | 38.6667
3407 | 0.95196 | 277.7778 | 38.6667
3408 | 0.9239 | 277.7778 | 38.6667
3409 | 0.85038 | 277.7778 | 38.6667
3410 | 0.77083 | 277.7778 | 38.6667
3411 | 0.80752 | 277.7778 | 38.6667
3412 | 0.96139 | 277.7778 | 38.6667
3413 | 1.0594 | 277.7778 | 38.6667
3414 | 1.1816 | 277.7778 | 38.6667
3415 | 1.513 | 277.7778 | 38.6667
3416 | 1.4453 | 277.7778 | 38.6667
3417 | 1.3247 | 277.7778 | 38.6667
3418 | 1.4014 | 277.7778 | 38.6667
3419 | 1.2933 | 277.7778 | 38.6667
3420 | 1.336 | 277.7778 | 38.6667
3421 | 1.2823 | 277.7778 | 38.6667
3422 | 1.2878 | 277.7778 | 38.6667
3423 | 1.3253 | 277.7778 | 38.6667
3424 | 1.35 | 277.7778 | 38.6667
3425 | 1.4686 | 277.7778 | 38.6667
3426 | 1.6314 | 277.7778 | 38.6667
3427 | 1.693 | 277.7778 | 38.6667
3428 | 1.5502 | 277.7778 | 38.6667
3429 | 1.3774 | 277.7778 | 38.6667
3430 | 1.3626 | 277.7778 | 38.6667
3431 | 1.0942 | 277.7778 | 38.6667
3432 | 1.0856 | 277.7778 | 38.6667
3433 | 1.0163 | 277.7778 | 38.6667
3434 | 0.87196 | 277.7778 | 38.6667
3435 | 0.95181 | 277.7778 | 38.6667
3436 | 1.0201 | 277.7778 | 38.6667
3437 | 1.1062 | 277.7778 | 38.6667
3438 | 1.2346 | 277.7778 | 38.6667
3439 | 1.5206 | 277.7778 | 38.6667
3440 | 1.6589 | 277.7778 | 38.6667
3441 | 1.7475 | 277.7778 | 38.6667
3442 | 1.6988 | 277.7778 | 38.6667
3443 | 1.7035 | 277.7778 | 38.6667
3444 | 1.4584 | 277.7778 | 38.6667
3445 | 1.2939 | 277.7778 | 38.6667
3446 | 1.2419 | 277.7778 | 38.6667
3447 | 1.2216 | 277.7778 | 38.6667
3448 | 1.2002 | 277.7778 | 38.6667
3449 | 1.2485 | 277.7778 | 38.6667
3450 | 1.2804 | 277.7778 | 38.6667
3451 | 1.2652 | 277.7778 | 38.6667
3452 | 1.2572 | 277.7778 | 38.6667
3453 | 1.2346 | 277.7778 | 38.6667
3454 | 1.2688 | 277.7778 | 38.6667
3455 | 1.1014 | 277.7778 | 38.6667
3456 | 1.1084 | 277.7778 | 38.6667
3457 | 1.0649 | 277.7778 | 38.6667
3458 | 1.0545 | 277.7778 | 38.6667
3459 | 1.0379 | 277.7778 | 38.6667
3460 | 1.0212 | 277.7778 | 38.6667
3461 | 1.0164 | 277.7778 | 38.6667
3462 | 1.0176 | 277.7778 | 38.6667
3463 | 1.0146 | 277.7778 | 38.6667
3464 | 0.94934 | 277.7778 | 38.6667
3465 | 1.0881 | 277.7778 | 38.6667
3466 | 1.0986 | 277.7778 | 38.6667
3467 | 1.0324 | 277.7778 | 38.6667
3468 | 0.89928 | 277.7778 | 38.6667
3469 | 0.84787 | 277.7778 | 38.6667
3470 | 0.93407 | 277.7778 | 38.6667
3471 | 0.95116 | 277.7778 | 38.6667
3472 | 0.97708 | 277.7778 | 38.6667
3473 | 1.0103 | 277.7778 | 38.6667
3474 | 0.89153 | 277.7778 | 38.6667
3475 | 0.93936 | 277.7778 | 38.6667
3476 | 0.93329 | 277.7778 | 38.6667
3477 | 1.0889 | 277.7778 | 38.6667
3478 | 1.1006 | 277.7778 | 38.6667
3479 | 0.86636 | 277.7778 | 38.6667
3480 | 0.92219 | 277.7778 | 38.6667
3481 | 0.75818 | 277.7778 | 38.6667
3482 | 0.76626 | 277.7778 | 38.6667
3483 | 0.68093 | 277.7778 | 38.6667
3484 | 0.68442 | 277.7778 | 38.6667
3485 | 0.69634 | 277.7778 | 38.6667
3486 | 0.58801 | 277.7778 | 38.6667
3487 | 0.59927 | 277.7778 | 38.6667
3488 | 0.66237 | 277.7778 | 38.6667
3489 | 0.72403 | 277.7778 | 38.6667
3490 | 0.62936 | 277.7778 | 38.6667
3491 | 0.85766 | 277.7778 | 38.6667
3492 | 0.80191 | 277.7778 | 38.6667
3493 | 0.5962 | 277.7778 | 38.6667
3494 | 0.77077 | 277.7778 | 38.6667
3495 | 0.58356 | 277.7778 | 38.6667
3496 | 0.75627 | 277.7778 | 38.6667
3497 | 0.69983 | 277.7778 | 38.6667
3498 | 0.90591 | 277.7778 | 38.6667
3499 | 0.97756 | 277.7778 | 38.6667
3500 | 1.112 | 277.7778 | 38.6667
3501 | 1.0254 | 277.7778 | 38.6667
3502 | 1.0425 | 277.7778 | 38.6667
3503 | 0.88162 | 277.7778 | 38.6667
3504 | 0.79782 | 277.7778 | 38.6667
3505 | 0.70215 | 277.7778 | 38.6667
3506 | 0.84218 | 277.7778 | 38.6667
3507 | 0.75868 | 277.7778 | 38.6667
3508 | 0.85516 | 277.7778 | 38.6667
3509 | 0.86322 | 277.7778 | 38.6667
3510 | 1.1565 | 277.7778 | 38.6667
3511 | 1.3361 | 277.7778 | 38.6667
3512 | 1.3764 | 277.7778 | 38.6667
3513 | 1.4302 | 277.7778 | 38.6667
3514 | 1.4781 | 277.7778 | 38.6667
3515 | 1.4356 | 277.7778 | 38.6667
3516 | 1.3151 | 277.7778 | 38.6667
3517 | 1.4474 | 277.7778 | 38.6667
3518 | 1.4689 | 277.7778 | 38.6667
3519 | 1.4174 | 277.7778 | 38.6667
3520 | 1.376 | 277.7778 | 38.6667
3521 | 1.3486 | 277.7778 | 38.6667
3522 | 1.392 | 277.7778 | 38.6667
3523 | 1.4261 | 277.7778 | 38.6667
3524 | 1.3558 | 277.7778 | 38.6667
3525 | 1.4269 | 277.7778 | 38.6667
3526 | 1.4518 | 277.7778 | 38.6667
3527 | 1.0675 | 277.7778 | 38.6667
3528 | 1.0948 | 277.7778 | 38.6667
3529 | 1.0538 | 277.7778 | 38.6667
3530 | 1.0153 | 277.7778 | 38.6667
3531 | 1.0098 | 277.7778 | 38.6667
3532 | 1.0169 | 277.7778 | 38.6667
3533 | 1.0586 | 277.7778 | 38.6667
3534 | 1.2054 | 277.7778 | 38.6667
3535 | 1.5015 | 277.7778 | 38.6667
3536 | 1.3836 | 277.7778 | 38.6667
3537 | 1.2798 | 277.7778 | 38.6667
3538 | 1.2295 | 277.7778 | 38.6667
3539 | 1.1952 | 277.7778 | 38.6667
3540 | 1.0842 | 277.7778 | 38.6667
3541 | 1.0787 | 277.7778 | 38.6667
3542 | 1.1492 | 277.7778 | 38.6667
3543 | 1.1412 | 277.7778 | 38.6667
3544 | 1.2426 | 277.7778 | 38.6667
3545 | 1.352 | 277.7778 | 38.6667
3546 | 1.5344 | 277.7778 | 38.6667
3547 | 1.3121 | 277.7778 | 38.6667
3548 | 1.2868 | 277.7778 | 38.6667
3549 | 1.2798 | 277.7778 | 38.6667
3550 | 1.3435 | 277.7778 | 38.6667
3551 | 0.98607 | 277.7778 | 38.6667
3552 | 1.093 | 277.7778 | 38.6667
3553 | 1.0923 | 277.7778 | 38.6667
3554 | 1.0391 | 277.7778 | 38.6667
3555 | 0.92569 | 277.7778 | 38.6667
3556 | 1.0363 | 277.7778 | 38.6667
3557 | 1.08 | 277.7778 | 38.6667
3558 | 1.1534 | 277.7778 | 38.6667
3559 | 1.3659 | 277.7778 | 38.6667
3560 | 1.4499 | 277.7778 | 38.6667
3561 | 1.8574 | 277.7778 | 38.6667
3562 | 1.6935 | 277.7778 | 38.6667
3563 | 1.7126 | 277.7778 | 38.6667
3564 | 1.4321 | 277.7778 | 38.6667
3565 | 1.5248 | 277.7778 | 38.6667
3566 | 1.402 | 277.7778 | 38.6667
3567 | 1.4589 | 277.7778 | 38.6667
3568 | 1.4171 | 277.7778 | 38.6667
3569 | 1.4385 | 277.7778 | 38.6667
3570 | 1.4945 | 277.7778 | 38.6667
3571 | 1.4605 | 277.7778 | 38.6667
3572 | 1.4524 | 277.7778 | 38.6667
3573 | 1.5102 | 277.7778 | 38.6667
3574 | 1.3854 | 277.7778 | 38.6667
3575 | 1.4219 | 277.7778 | 38.6667
3576 | 1.1658 | 277.7778 | 38.6667
3577 | 1.1465 | 277.7778 | 38.6667
3578 | 1.1298 | 277.7778 | 38.6667
3579 | 1.087 | 277.7778 | 38.6667
3580 | 1.0982 | 277.7778 | 38.6667
3581 | 1.064 | 277.7778 | 38.6667
3582 | 1.1427 | 277.7778 | 38.6667
3583 | 1.1752 | 277.7778 | 38.6667
3584 | 1.3035 | 277.7778 | 38.6667
3585 | 1.2717 | 277.7778 | 38.6667
3586 | 1.2707 | 277.7778 | 38.6667
3587 | 1.2695 | 277.7778 | 38.6667
3588 | 1.2723 | 277.7778 | 38.6667
3589 | 1.2376 | 277.7778 | 38.6667
3590 | 1.1456 | 277.7778 | 38.6667
3591 | 1.1177 | 277.7778 | 38.6667
3592 | 1.1065 | 277.7778 | 38.6667
3593 | 1.2235 | 277.7778 | 38.6667
3594 | 1.2557 | 277.7778 | 38.6667
3595 | 1.2813 | 277.7778 | 38.6667
3596 | 1.2283 | 277.7778 | 38.6667
3597 | 1.1719 | 277.7778 | 38.6667
3598 | 1.1683 | 277.7778 | 38.6667
3599 | 0.88715 | 277.7778 | 38.6667
3600 | 0.86501 | 277.7778 | 38.6667
3601 | 0.77707 | 277.7778 | 38.6667
3602 | 0.7493 | 277.7778 | 38.6667
3603 | 0.66913 | 277.7778 | 38.6667
3604 | 0.68607 | 277.7778 | 38.6667
3605 | 0.7596 | 277.7778 | 38.6667
3606 | 1.138 | 277.7778 | 38.6667
3607 | 1.2911 | 277.7778 | 38.6667
3608 | 1.3102 | 277.7778 | 38.6667
3609 | 1.3269 | 277.7778 | 38.6667
3610 | 1.31 | 277.7778 | 38.6667
3611 | 1.3002 | 277.7778 | 38.6667
3612 | 1.2336 | 277.7778 | 38.6667
3613 | 1.1204 | 277.7778 | 38.6667
3614 | 1.0325 | 277.7778 | 38.6667
3615 | 0.99343 | 277.7778 | 38.6667
3616 | 1.0139 | 277.7778 | 38.6667
3617 | 1.1323 | 277.7778 | 38.6667
3618 | 1.2439 | 277.7778 | 38.6667
3619 | 1.2274 | 277.7778 | 38.6667
3620 | 1.2297 | 277.7778 | 38.6667
3621 | 1.2285 | 277.7778 | 38.6667
3622 | 1.2096 | 277.7778 | 38.6667
3623 | 1.0514 | 277.7778 | 38.6667
3624 | 1.1595 | 277.7778 | 38.6667
3625 | 1.1557 | 277.7778 | 38.6667
3626 | 1.098 | 277.7778 | 38.6667
3627 | 1.0763 | 277.7778 | 38.6667
3628 | 1.0276 | 277.7778 | 38.6667
3629 | 0.91239 | 277.7778 | 38.6667
3630 | 0.95258 | 277.7778 | 38.6667
3631 | 1.1812 | 277.7778 | 38.6667
3632 | 1.3338 | 277.7778 | 38.6667
3633 | 1.2295 | 277.7778 | 38.6667
3634 | 1.1859 | 277.7778 | 38.6667
3635 | 1.1251 | 277.7778 | 38.6667
3636 | 1.1429 | 277.7778 | 38.6667
3637 | 1.0831 | 277.7778 | 38.6667
3638 | 0.967 | 277.7778 | 38.6667
3639 | 0.80879 | 277.7778 | 38.6667
3640 | 0.80951 | 277.7778 | 38.6667
3641 | 0.93791 | 277.7778 | 38.6667
3642 | 1.1486 | 277.7778 | 38.6667
3643 | 1.0757 | 277.7778 | 38.6667
3644 | 0.99985 | 277.7778 | 38.6667
3645 | 0.8846 | 277.7778 | 38.6667
3646 | 0.9343 | 277.7778 | 38.6667
3647 | 0.7739 | 277.7778 | 38.6667
3648 | 0.59552 | 277.7778 | 38.6667
3649 | 0.41163 | 277.7778 | 38.6667
3650 | 0.39314 | 277.7778 | 38.6667
3651 | 0.41019 | 277.7778 | 38.6667
3652 | 0.48498 | 277.7778 | 38.6667
3653 | 0.41266 | 277.7778 | 38.6667
3654 | 0.43094 | 277.7778 | 38.6667
3655 | 0.49258 | 277.7778 | 38.6667
3656 | 0.4966 | 277.7778 | 38.6667
3657 | 0.48334 | 277.7778 | 38.6667
3658 | 0.51485 | 277.7778 | 38.6667
3659 | 0.48817 | 277.7778 | 38.6667
3660 | -0.63636 | 277.7778 | 38.6667
3661 | -0.62028 | 277.7778 | 38.6667
3662 | 0.31794 | 277.7778 | 38.6667
3663 | 0.42518 | 277.7778 | 38.6667
3664 | 0.28368 | 277.7778 | 38.6667
3665 | 0.64828 | 277.7778 | 38.6667
3666 | 0.73113 | 277.7778 | 38.6667
3667 | 0.93598 | 277.7778 | 38.6667
3668 | 0.8187 | 277.7778 | 38.6667
3669 | 1.0532 | 277.7778 | 38.6667
3670 | 1.0022 | 277.7778 | 38.6667
3671 | 0.81513 | 277.7778 | 38.6667
3672 | 0.5836 | 277.7778 | 38.6667
3673 | 0.57066 | 277.7778 | 38.6667
3674 | 0.53861 | 277.7778 | 38.6667
3675 | 0.51087 | 277.7778 | 38.6667
3676 | 0.58281 | 277.7778 | 38.6667
3677 | 0.72906 | 277.7778 | 38.6667
3678 | 0.88408 | 277.7778 | 38.6667
3679 | 1.1871 | 277.7778 | 38.6667
3680 | 1.2354 | 277.7778 | 38.6667
3681 | 1.1479 | 277.7778 | 38.6667
3682 | 1.1668 | 277.7778 | 38.6667
3683 | 1.2686 | 277.7778 | 38.6667
3684 | 1.1381 | 277.7778 | 38.6667
3685 | 1.0579 | 277.7778 | 38.6667
3686 | 1.0397 | 277.7778 | 38.6667
3687 | 0.96803 | 277.7778 | 38.6667
3688 | 0.93548 | 277.7778 | 38.6667
3689 | 1.1056 | 277.7778 | 38.6667
3690 | 1.2318 | 277.7778 | 38.6667
3691 | 1.2671 | 277.7778 | 38.6667
3692 | 1.2565 | 277.7778 | 38.6667
3693 | 1.2851 | 277.7778 | 38.6667
3694 | 1.2814 | 277.7778 | 38.6667
3695 | 1.0883 | 277.7778 | 38.6667
3696 | 0.96399 | 277.7778 | 38.6667
3697 | 0.86573 | 277.7778 | 38.6667
3698 | 0.81567 | 277.7778 | 38.6667
3699 | 0.97899 | 277.7778 | 38.6667
3700 | 1.0546 | 277.7778 | 38.6667
3701 | 1.1377 | 277.7778 | 38.6667
3702 | 1.1641 | 277.7778 | 38.6667
3703 | 1.4333 | 277.7778 | 38.6667
3704 | 1.5857 | 277.7778 | 38.6667
3705 | 1.4033 | 277.7778 | 38.6667
3706 | 1.2339 | 277.7778 | 38.6667
3707 | 1.1869 | 277.7778 | 38.6667
3708 | 1.1204 | 277.7778 | 38.6667
3709 | 1.0661 | 277.7778 | 38.6667
3710 | 0.99564 | 277.7778 | 38.6667
3711 | 0.98846 | 277.7778 | 38.6667
3712 | 1.0944 | 277.7778 | 38.6667
3713 | 1.2557 | 277.7778 | 38.6667
3714 | 1.2937 | 277.7778 | 38.6667
3715 | 1.2685 | 277.7778 | 38.6667
3716 | 1.2307 | 277.7778 | 38.6667
3717 | 1.2012 | 277.7778 | 38.6667
3718 | 1.2916 | 277.7778 | 38.6667
3719 | 1.125 | 277.7778 | 38.6667
3720 | 0.96152 | 277.7778 | 38.6667
3721 | 0.96064 | 277.7778 | 38.6667
3722 | 0.96581 | 277.7778 | 38.6667
3723 | 1.0877 | 277.7778 | 38.6667
3724 | 1.1148 | 277.7778 | 38.6667
3725 | 1.114 | 277.7778 | 38.6667
3726 | 1.2851 | 277.7778 | 38.6667
3727 | 1.5397 | 277.7778 | 38.6667
3728 | 1.5477 | 277.7778 | 38.6667
3729 | 1.3339 | 277.7778 | 38.6667
3730 | 1.2496 | 277.7778 | 38.6667
3731 | 1.1668 | 277.7778 | 38.6667
3732 | 0.92745 | 277.7778 | 38.6667
3733 | 1.0068 | 277.7778 | 38.6667
3734 | 1.0042 | 277.7778 | 38.6667
3735 | 0.99727 | 277.7778 | 38.6667
3736 | 1.1933 | 277.7778 | 38.6667
3737 | 1.112 | 277.7778 | 38.6667
3738 | 1.3087 | 277.7778 | 38.6667
3739 | 1.2592 | 277.7778 | 38.6667
3740 | 1.3117 | 277.7778 | 38.6667
3741 | 1.2359 | 277.7778 | 38.6667
3742 | 1.1124 | 277.7778 | 38.6667
3743 | 1.0249 | 277.7778 | 38.6667
3744 | 1.0674 | 277.7778 | 38.6667
3745 | 1.0264 | 277.7778 | 38.6667
3746 | 1.0669 | 277.7778 | 38.6667
3747 | 1.0605 | 277.7778 | 38.6667
3748 | 1.0934 | 277.7778 | 38.6667
3749 | 1.1069 | 277.7778 | 38.6667
3750 | 1.2084 | 277.7778 | 38.6667
3751 | 1.3321 | 277.7778 | 38.6667
3752 | 1.2631 | 277.7778 | 38.6667
3753 | 1.1061 | 277.7778 | 38.6667
3754 | 1.0914 | 277.7778 | 38.6667
3755 | 0.93891 | 277.7778 | 38.6667
3756 | 0.86642 | 277.7778 | 38.6667
3757 | 0.9634 | 277.7778 | 38.6667
3758 | 1.0137 | 277.7778 | 38.6667
3759 | 1.0712 | 277.7778 | 38.6667
3760 | 1.0636 | 277.7778 | 38.6667
3761 | 1.1392 | 277.7778 | 38.6667
3762 | 1.278 | 277.7778 | 38.6667
3763 | 1.419 | 277.7778 | 38.6667
3764 | 1.4896 | 277.7778 | 38.6667
3765 | 1.4087 | 277.7778 | 38.6667
3766 | 1.1983 | 277.7778 | 38.6667
3767 | 1.077 | 277.7778 | 38.6667
3768 | 1.0632 | 277.7778 | 38.6667
3769 | 1.0171 | 277.7778 | 38.6667
3770 | 0.89248 | 277.7778 | 38.6667
3771 | 0.90339 | 277.7778 | 38.6667
3772 | 0.98152 | 277.7778 | 38.6667
3773 | 1.0171 | 277.7778 | 38.6667
3774 | 1.2104 | 277.7778 | 38.6667
3775 | 1.428 | 277.7778 | 38.6667
3776 | 1.3416 | 277.7778 | 38.6667
3777 | 1.2063 | 277.7778 | 38.6667
3778 | 1.1851 | 277.7778 | 38.6667
3779 | 1.3087 | 277.7778 | 38.6667
3780 | 1.0652 | 277.7778 | 38.6667
3781 | 0.98907 | 277.7778 | 38.6667
3782 | 1.0003 | 277.7778 | 38.6667
3783 | 1.0458 | 277.7778 | 38.6667
3784 | 1.0572 | 277.7778 | 38.6667
3785 | 1.0917 | 277.7778 | 38.6667
3786 | 1.1619 | 277.7778 | 38.6667
3787 | 1.1874 | 277.7778 | 38.6667
3788 | 1.181 | 277.7778 | 38.6667
3789 | 1.1259 | 277.7778 | 38.6667
3790 | 1.1126 | 277.7778 | 38.6667
3791 | 1.069 | 277.7778 | 38.6667
3792 | 1.1389 | 277.7778 | 38.6667
3793 | 0.99733 | 277.7778 | 38.6667
3794 | 0.88645 | 277.7778 | 38.6667
3795 | 0.90236 | 277.7778 | 38.6667
3796 | 1.0052 | 277.7778 | 38.6667
3797 | 1.0319 | 277.7778 | 38.6667
3798 | 0.94927 | 277.7778 | 38.6667
3799 | 1.0427 | 277.7778 | 38.6667
3800 | 1.0129 | 277.7778 | 38.6667
3801 | 1.0326 | 277.7778 | 38.6667
3802 | 0.82242 | 277.7778 | 38.6667
3803 | 0.69695 | 277.7778 | 38.6667
3804 | 0.66168 | 277.7778 | 38.6667
3805 | 0.71355 | 277.7778 | 38.6667
3806 | 0.63989 | 277.7778 | 38.6667
3807 | 0.71645 | 277.7778 | 38.6667
3808 | 0.8453 | 277.7778 | 38.6667
3809 | 1.0021 | 277.7778 | 38.6667
3810 | 1.1302 | 277.7778 | 38.6667
3811 | 1.1037 | 277.7778 | 38.6667
3812 | 1.1308 | 277.7778 | 38.6667
3813 | 1.1491 | 277.7778 | 38.6667
3814 | 1.0987 | 277.7778 | 38.6667
3815 | 0.72837 | 277.7778 | 38.6667
3816 | 0.84713 | 277.7778 | 38.6667
3817 | 0.68877 | 277.7778 | 38.6667
3818 | 0.63466 | 277.7778 | 38.6667
3819 | 0.52245 | 277.7778 | 38.6667
3820 | 0.53041 | 277.7778 | 38.6667
3821 | 0.48865 | 277.7778 | 38.6667
3822 | 0.39512 | 277.7778 | 38.6667
3823 | 0.52082 | 277.7778 | 38.6667
3824 | 0.49711 | 277.7778 | 38.6667
3825 | 0.59819 | 277.7778 | 38.6667
3826 | 0.52464 | 277.7778 | 38.6667
3827 | 0.59922 | 277.7778 | 38.6667
3828 | 0.53039 | 277.7778 | 38.6667
3829 | 0.63086 | 277.7778 | 38.6667
3830 | 0.59543 | 277.7778 | 38.6667
3831 | 0.56129 | 277.7778 | 38.6667
3832 | 0.55314 | 277.7778 | 38.6667
3833 | 0.79289 | 277.7778 | 38.6667
3834 | 0.96914 | 277.7778 | 38.6667
3835 | 0.98216 | 277.7778 | 38.6667
3836 | 0.90546 | 277.7778 | 38.6667
3837 | 0.92264 | 277.7778 | 38.6667
3838 | 1.0062 | 277.7778 | 38.6667
3839 | 0.86077 | 277.7778 | 38.6667
3840 | 0.75501 | 277.7778 | 38.6667
3841 | 0.65725 | 277.7778 | 38.6667
3842 | 0.62384 | 277.7778 | 38.6667
3843 | 0.7291 | 277.7778 | 38.6667
3844 | 0.64063 | 277.7778 | 38.6667
3845 | 0.91382 | 277.7778 | 38.6667
3846 | 1.2679 | 277.7778 | 38.6667
3847 | 1.3305 | 277.7778 | 38.6667
3848 | 1.3233 | 277.7778 | 38.6667
3849 | 1.3198 | 277.7778 | 38.6667
3850 | 1.1764 | 277.7778 | 38.6667
3851 | 1.2411 | 277.7778 | 38.6667
3852 | 1.0714 | 277.7778 | 38.6667
3853 | 1.0345 | 277.7778 | 38.6667
3854 | 0.94453 | 277.7778 | 38.6667
3855 | 0.95469 | 277.7778 | 38.6667
3856 | 0.94041 | 277.7778 | 38.6667
3857 | 0.9627 | 277.7778 | 38.6667
3858 | 1.2487 | 277.7778 | 38.6667
3859 | 1.305 | 277.7778 | 38.6667
3860 | 1.1135 | 277.7778 | 38.6667
3861 | 1.0101 | 277.7778 | 38.6667
3862 | 1.0733 | 277.7778 | 38.6667
3863 | 1.0574 | 277.7778 | 38.6667
3864 | 0.75901 | 277.7778 | 38.6667
3865 | 0.7528 | 277.7778 | 38.6667
3866 | 0.79355 | 277.7778 | 38.6667
3867 | 0.82236 | 277.7778 | 38.6667
3868 | 0.85041 | 277.7778 | 38.6667
3869 | 0.89226 | 277.7778 | 38.6667
3870 | 1.185 | 277.7778 | 38.6667
3871 | 1.3305 | 277.7778 | 38.6667
3872 | 1.2574 | 277.7778 | 38.6667
3873 | 1.178 | 277.7778 | 38.6667
3874 | 1.13 | 277.7778 | 38.6667
3875 | 1.1462 | 277.7778 | 38.6667
3876 | 0.98665 | 277.7778 | 38.6667
3877 | 0.9543 | 277.7778 | 38.6667
3878 | 1.1345 | 277.7778 | 38.6667
3879 | 1.1371 | 277.7778 | 38.6667
3880 | 0.99478 | 277.7778 | 38.6667
3881 | 1.1088 | 277.7778 | 38.6667
3882 | 1.2323 | 277.7778 | 38.6667
3883 | 1.3255 | 277.7778 | 38.6667
3884 | 1.2943 | 277.7778 | 38.6667
3885 | 1.2768 | 277.7778 | 38.6667
3886 | 1.2561 | 277.7778 | 38.6667
3887 | 0.97454 | 277.7778 | 38.6667
3888 | 1.0077 | 277.7778 | 38.6667
3889 | 0.98831 | 277.7778 | 38.6667
3890 | 0.86307 | 277.7778 | 38.6667
3891 | 0.88634 | 277.7778 | 38.6667
3892 | 0.92149 | 277.7778 | 38.6667
3893 | 0.97919 | 277.7778 | 38.6667
3894 | 1.2004 | 277.7778 | 38.6667
3895 | 1.1575 | 277.7778 | 38.6667
3896 | 1.1999 | 277.7778 | 38.6667
3897 | 1.0427 | 277.7778 | 38.6667
3898 | 1.1705 | 277.7778 | 38.6667
3899 | 1.0682 | 277.7778 | 38.6667
3900 | 0.94146 | 277.7778 | 38.6667
3901 | 0.95595 | 277.7778 | 38.6667
3902 | 1.0571 | 277.7778 | 38.6667
3903 | 1.0762 | 277.7778 | 38.6667
3904 | 1.0898 | 277.7778 | 38.6667
3905 | 1.0291 | 277.7778 | 38.6667
3906 | 1.2588 | 277.7778 | 38.6667
3907 | 1.3198 | 277.7778 | 38.6667
3908 | 1.2764 | 277.7778 | 38.6667
3909 | 1.2586 | 277.7778 | 38.6667
3910 | 1.104 | 277.7778 | 38.6667
3911 | 1.034 | 277.7778 | 38.6667
3912 | 1.0149 | 277.7778 | 38.6667
3913 | 0.74843 | 277.7778 | 38.6667
3914 | 0.71148 | 277.7778 | 38.6667
3915 | 0.62149 | 277.7778 | 38.6667
3916 | 0.62807 | 277.7778 | 38.6667
3917 | 0.75211 | 277.7778 | 38.6667
3918 | 1.2522 | 277.7778 | 38.6667
3919 | 1.2443 | 277.7778 | 38.6667
3920 | 1.219 | 277.7778 | 38.6667
3921 | 1.1875 | 277.7778 | 38.6667
3922 | 1.1172 | 277.7778 | 38.6667
3923 | 1.1156 | 277.7778 | 38.6667
3924 | 0.99379 | 277.7778 | 38.6667
3925 | 1.0513 | 277.7778 | 38.6667
3926 | 1.0482 | 277.7778 | 38.6667
3927 | 1.1151 | 277.7778 | 38.6667
3928 | 1.1559 | 277.7778 | 38.6667
3929 | 1.3465 | 277.7778 | 38.6667
3930 | 1.3123 | 277.7778 | 38.6667
3931 | 1.315 | 277.7778 | 38.6667
3932 | 1.2807 | 277.7778 | 38.6667
3933 | 1.2509 | 277.7778 | 38.6667
3934 | 1.181 | 277.7778 | 38.6667
3935 | 0.96764 | 277.7778 | 38.6667
3936 | 0.80292 | 277.7778 | 38.6667
3937 | 0.7163 | 277.7778 | 38.6667
3938 | 0.71646 | 277.7778 | 38.6667
3939 | 0.72909 | 277.7778 | 38.6667
3940 | 0.64488 | 277.7778 | 38.6667
3941 | 0.99635 | 277.7778 | 38.6667
3942 | 1.3007 | 277.7778 | 38.6667
3943 | 1.2977 | 277.7778 | 38.6667
3944 | 1.206 | 277.7778 | 38.6667
3945 | 1.2921 | 277.7778 | 38.6667
3946 | 1.2634 | 277.7778 | 38.6667
3947 | 1.2391 | 277.7778 | 38.6667
3948 | 1.0254 | 277.7778 | 38.6667
3949 | 1.0788 | 277.7778 | 38.6667
3950 | 0.99554 | 277.7778 | 38.6667
3951 | 1.045 | 277.7778 | 38.6667
3952 | 1.019 | 277.7778 | 38.6667
3953 | 1.2176 | 277.7778 | 38.6667
3954 | 1.3246 | 277.7778 | 38.6667
3955 | 1.3783 | 277.7778 | 38.6667
3956 | 1.3883 | 277.7778 | 38.6667
3957 | 1.3733 | 277.7778 | 38.6667
3958 | 1.3046 | 277.7778 | 38.6667
3959 | 1.102 | 277.7778 | 38.6667
3960 | 0.9552 | 277.7778 | 38.6667
3961 | 1.1401 | 277.7778 | 38.6667
3962 | 1.0369 | 277.7778 | 38.6667
3963 | 0.95708 | 277.7778 | 38.6667
3964 | 1.0276 | 277.7778 | 38.6667
3965 | 0.92034 | 277.7778 | 38.6667
3966 | 0.88483 | 277.7778 | 38.6667
3967 | 0.92214 | 277.7778 | 38.6667
3968 | 0.93698 | 277.7778 | 38.6667
3969 | 0.86765 | 277.7778 | 38.6667
3970 | 0.82519 | 277.7778 | 38.6667
3971 | 0.66058 | 277.7778 | 38.6667
3972 | 0.53088 | 277.7778 | 38.6667
3973 | -0.70819 | 277.7778 | 38.6667
3974 | 0.42494 | 277.7778 | 38.6667
3975 | 0.39072 | 277.7778 | 38.6667
3976 | 0.45641 | 277.7778 | 38.6667
3977 | 0.58342 | 277.7778 | 38.6667
3978 | 0.74449 | 277.7778 | 38.6667
3979 | 1.1158 | 277.7778 | 38.6667
3980 | 0.95449 | 277.7778 | 38.6667
3981 | 1.0233 | 277.7778 | 38.6667
3982 | 1.0991 | 277.7778 | 38.6667
3983 | 0.85354 | 277.7778 | 38.6667
3984 | 0.71641 | 277.7778 | 38.6667
3985 | 0.66577 | 277.7778 | 38.6667
3986 | 0.52002 | 277.7778 | 38.6667
3987 | 0.4408 | 277.7778 | 38.6667
3988 | 0.39622 | 277.7778 | 38.6667
3989 | 0.45645 | 277.7778 | 38.6667
3990 | 0.45539 | 277.7778 | 38.6667
3991 | 0.53688 | 277.7778 | 38.6667
3992 | 0.45497 | 277.7778 | 38.6667
3993 | 0.45731 | 277.7778 | 38.6667
3994 | 0.42847 | 277.7778 | 38.6667
3995 | 0.43838 | 277.7778 | 38.6667
3996 | -0.86481 | 277.7778 | 38.6667
3997 | -1.4596 | 277.7778 | 38.6667
3998 | -2.8229 | 277.7778 | 38.6667
3999 | -1.6339 | 277.7778 | 38.6667
4000 | -0.44925 | 277.7778 | 38.6667
4001 | 0.60291 | 277.7778 | 38.6667
4002 | 0.93823 | 277.7778 | 38.6667
4003 | 1.1577 | 277.7778 | 38.6667
4004 | 1.2254 | 277.7778 | 38.6667
4005 | 1.2758 | 277.7778 | 38.6667
4006 | 1.2189 | 277.7778 | 38.6667
4007 | 1.0059 | 277.7778 | 38.6667
4008 | 1.1703 | 277.7778 | 38.6667
4009 | 1.0534 | 277.7778 | 38.6667
4010 | 1.0537 | 277.7778 | 38.6667
4011 | 1.0208 | 277.7778 | 38.6667
4012 | 1.1981 | 277.7778 | 38.6667
4013 | 1.0592 | 277.7778 | 38.6667
4014 | 1.3411 | 277.7778 | 38.6667
4015 | 1.3571 | 277.7778 | 38.6667
4016 | 1.3412 | 277.7778 | 38.6667
4017 | 1.2462 | 277.7778 | 38.6667
4018 | 1.3674 | 277.7778 | 38.6667
4019 | 1.2627 | 277.7778 | 38.6667
4020 | 1.2041 | 277.7778 | 38.6667
4021 | 1.2907 | 277.7778 | 38.6667
4022 | 1.2099 | 277.7778 | 38.6667
4023 | 1.3043 | 277.7778 | 38.6667
4024 | 1.1829 | 277.7778 | 38.6667
4025 | 1.2391 | 277.7778 | 38.6667
4026 | 1.2899 | 277.7778 | 38.6667
4027 | 1.3152 | 277.7778 | 38.6667
4028 | 1.219 | 277.7778 | 38.6667
4029 | 1.2007 | 277.7778 | 38.6667
4030 | 1.1363 | 277.7778 | 38.6667
4031 | 1.024 | 277.7778 | 38.6667
4032 | 1.0338 | 277.7778 | 38.6667
4033 | 0.76589 | 277.7778 | 38.6667
4034 | 0.74773 | 277.7778 | 38.6667
4035 | 0.76317 | 277.7778 | 38.6667
4036 | 0.78822 | 277.7778 | 38.6667
4037 | 0.98103 | 277.7778 | 38.6667
4038 | 1.2014 | 277.7778 | 38.6667
4039 | 1.2383 | 277.7778 | 38.6667
4040 | 1.275 | 277.7778 | 38.6667
4041 | 1.2126 | 277.7778 | 38.6667
4042 | 1.1549 | 277.7778 | 38.6667
4043 | 0.99238 | 277.7778 | 38.6667
4044 | 0.97447 | 277.7778 | 38.6667
4045 | 0.96704 | 277.7778 | 38.6667
4046 | 1.0768 | 277.7778 | 38.6667
4047 | 1.1051 | 277.7778 | 38.6667
4048 | 1.1103 | 277.7778 | 38.6667
4049 | 1.1448 | 277.7778 | 38.6667
4050 | 1.2207 | 277.7778 | 38.6667
4051 | 1.264 | 277.7778 | 38.6667
4052 | 1.1852 | 277.7778 | 38.6667
4053 | 1.1395 | 277.7778 | 38.6667
4054 | 1.1314 | 277.7778 | 38.6667
4055 | 1.0421 | 277.7778 | 38.6667
4056 | 0.95224 | 277.7778 | 38.6667
4057 | 0.83151 | 277.7778 | 38.6667
4058 | 0.75261 | 277.7778 | 38.6667
4059 | 0.77246 | 277.7778 | 38.6667
4060 | 0.91999 | 277.7778 | 38.6667
4061 | 1.008 | 277.7778 | 38.6667
4062 | 1.1044 | 277.7778 | 38.6667
4063 | 1.2281 | 277.7778 | 38.6667
4064 | 1.2837 | 277.7778 | 38.6667
4065 | 1.25 | 277.7778 | 38.6667
4066 | 1.1996 | 277.7778 | 38.6667
4067 | 1.1628 | 277.7778 | 38.6667
4068 | 1.0871 | 277.7778 | 38.6667
4069 | 0.98301 | 277.7778 | 38.6667
4070 | 0.9865 | 277.7778 | 38.6667
4071 | 1.2005 | 277.7778 | 38.6667
4072 | 1.0347 | 277.7778 | 38.6667
4073 | 1.1606 | 277.7778 | 38.6667
4074 | 1.2091 | 277.7778 | 38.6667
4075 | 1.2128 | 277.7778 | 38.6667
4076 | 1.1194 | 277.7778 | 38.6667
4077 | 1.0594 | 277.7778 | 38.6667
4078 | 1.0402 | 277.7778 | 38.6667
4079 | 1.0945 | 277.7778 | 38.6667
4080 | 1.0594 | 277.7778 | 38.6667
4081 | 1.0001 | 277.7778 | 38.6667
4082 | 0.85261 | 277.7778 | 38.6667
4083 | 0.92534 | 277.7778 | 38.6667
4084 | 0.95296 | 277.7778 | 38.6667
4085 | 1.036 | 277.7778 | 38.6667
4086 | 1.0587 | 277.7778 | 38.6667
4087 | 1.4126 | 277.7778 | 38.6667
4088 | 1.4898 | 277.7778 | 38.6667
4089 | 1.5289 | 277.7778 | 38.6667
4090 | 1.4403 | 277.7778 | 38.6667
4091 | 1.3004 | 277.7778 | 38.6667
4092 | 1.2173 | 277.7778 | 38.6667
4093 | 1.1969 | 277.7778 | 38.6667
4094 | 1.1667 | 277.7778 | 38.6667
4095 | 1.1631 | 277.7778 | 38.6667
4096 | 1.1981 | 277.7778 | 38.6667
4097 | 1.2394 | 277.7778 | 38.6667
4098 | 1.3158 | 277.7778 | 38.6667
4099 | 1.3028 | 277.7778 | 38.6667
4100 | 1.2102 | 277.7778 | 38.6667
4101 | 1.0677 | 277.7778 | 38.6667
4102 | 1.0326 | 277.7778 | 38.6667
4103 | 1.0908 | 277.7778 | 38.6667
4104 | 1.0726 | 277.7778 | 38.6667
4105 | 0.85843 | 277.7778 | 38.6667
4106 | 0.90543 | 277.7778 | 38.6667
4107 | 0.80723 | 277.7778 | 38.6667
4108 | 0.79511 | 277.7778 | 38.6667
4109 | 0.89586 | 277.7778 | 38.6667
4110 | 1.1072 | 277.7778 | 38.6667
4111 | 1.162 | 277.7778 | 38.6667
4112 | 1.2324 | 277.7778 | 38.6667
4113 | 1.224 | 277.7778 | 38.6667
4114 | 1.176 | 277.7778 | 38.6667
4115 | 1.0394 | 277.7778 | 38.6667
4116 | 0.95497 | 277.7778 | 38.6667
4117 | 0.93466 | 277.7778 | 38.6667
4118 | 0.89195 | 277.7778 | 38.6667
4119 | 0.8675 | 277.7778 | 38.6667
4120 | 0.84572 | 277.7778 | 38.6667
4121 | 0.99611 | 277.7778 | 38.6667
4122 | 1.317 | 277.7778 | 38.6667
4123 | 1.298 | 277.7778 | 38.6667
4124 | 1.0767 | 277.7778 | 38.6667
4125 | 1.0325 | 277.7778 | 38.6667
4126 | 1.1078 | 277.7778 | 38.6667
4127 | 0.71756 | 277.7778 | 38.6667
4128 | 0.68375 | 277.7778 | 38.6667
4129 | 0.6361 | 277.7778 | 38.6667
4130 | 0.59145 | 277.7778 | 38.6667
4131 | 0.58243 | 277.7778 | 38.6667
4132 | 0.54165 | 277.7778 | 38.6667
4133 | 0.49749 | 277.7778 | 38.6667
4134 | 0.56038 | 277.7778 | 38.6667
4135 | 0.70884 | 277.7778 | 38.6667
4136 | 0.83317 | 277.7778 | 38.6667
4137 | 0.8716 | 277.7778 | 38.6667
4138 | 0.87157 | 277.7778 | 38.6667
4139 | 0.84444 | 277.7778 | 38.6667
4140 | 0.80962 | 277.7778 | 38.6667
4141 | 0.70533 | 277.7778 | 38.6667
4142 | 0.62456 | 277.7778 | 38.6667
4143 | 0.63815 | 277.7778 | 38.6667
4144 | 0.64793 | 277.7778 | 38.6667
4145 | 0.82852 | 277.7778 | 38.6667
4146 | 0.99877 | 277.7778 | 38.6667
4147 | 1.1894 | 277.7778 | 38.6667
4148 | 1.1456 | 277.7778 | 38.6667
4149 | 0.93343 | 277.7778 | 38.6667
4150 | 0.87979 | 277.7778 | 38.6667
4151 | 0.77921 | 277.7778 | 38.6667
4152 | 0.63126 | 277.7778 | 38.6667
4153 | 0.58928 | 277.7778 | 38.6667
4154 | 0.57091 | 277.7778 | 38.6667
4155 | 0.49723 | 277.7778 | 38.6667
4156 | 0.47216 | 277.7778 | 38.6667
4157 | 0.44936 | 277.7778 | 38.6667
4158 | 0.44278 | 277.7778 | 38.6667
4159 | 0.53724 | 277.7778 | 38.6667
4160 | 0.56878 | 277.7778 | 38.6667
4161 | 0.54561 | 277.7778 | 38.6667
4162 | 0.57623 | 277.7778 | 38.6667
4163 | 0.58185 | 277.7778 | 38.6667
4164 | 0.48295 | 277.7778 | 38.6667
4165 | 0.44205 | 277.7778 | 38.6667
4166 | 0.40066 | 277.7778 | 38.6667
4167 | 0.38485 | 277.7778 | 38.6667
4168 | 0.52413 | 277.7778 | 38.6667
4169 | 0.6005 | 277.7778 | 38.6667
4170 | 0.91298 | 277.7778 | 38.6667
4171 | 1.2868 | 277.7778 | 38.6667
4172 | 1.0541 | 277.7778 | 38.6667
4173 | 1.0753 | 277.7778 | 38.6667
4174 | 1.0731 | 277.7778 | 38.6667
4175 | 0.7699 | 277.7778 | 38.6667
4176 | 0.87619 | 277.7778 | 38.6667
4177 | 0.75402 | 277.7778 | 38.6667
4178 | 0.67916 | 277.7778 | 38.6667
4179 | 0.77213 | 277.7778 | 38.6667
4180 | 0.84743 | 277.7778 | 38.6667
4181 | 0.64677 | 277.7778 | 38.6667
4182 | 1.1456 | 277.7778 | 38.6667
4183 | 1.1238 | 277.7778 | 38.6667
4184 | 1.0941 | 277.7778 | 38.6667
4185 | 1.1439 | 277.7778 | 38.6667
4186 | 1.281 | 277.7778 | 38.6667
4187 | 1.3765 | 277.7778 | 38.6667
4188 | 1.1998 | 277.7778 | 38.6667
4189 | 1.2007 | 277.7778 | 38.6667
4190 | 1.1386 | 277.7778 | 38.6667
4191 | 1.1007 | 277.7778 | 38.6667
4192 | 1.0573 | 277.7778 | 38.6667
4193 | 1.1129 | 277.7778 | 38.6667
4194 | 1.1364 | 277.7778 | 38.6667
4195 | 1.1618 | 277.7778 | 38.6667
4196 | 1.1076 | 277.7778 | 38.6667
4197 | 1.0288 | 277.7778 | 38.6667
4198 | 1.0478 | 277.7778 | 38.6667
4199 | 1.0911 | 277.7778 | 38.6667
4200 | 1.0011 | 277.7778 | 38.6667
4201 | 0.95054 | 277.7778 | 38.6667
4202 | 0.80978 | 277.7778 | 38.6667
4203 | 0.87973 | 277.7778 | 38.6667
4204 | 0.89964 | 277.7778 | 38.6667
4205 | 0.94593 | 277.7778 | 38.6667
4206 | 1.0129 | 277.7778 | 38.6667
4207 | 1.1957 | 277.7778 | 38.6667
4208 | 1.317 | 277.7778 | 38.6667
4209 | 1.3817 | 277.7778 | 38.6667
4210 | 1.2836 | 277.7778 | 38.6667
4211 | 1.2777 | 277.7778 | 38.6667
4212 | 1.1776 | 277.7778 | 38.6667
4213 | 1.145 | 277.7778 | 38.6667
4214 | 1.1062 | 277.7778 | 38.6667
4215 | 1.0655 | 277.7778 | 38.6667
4216 | 1.1788 | 277.7778 | 38.6667
4217 | 1.1794 | 277.7778 | 38.6667
4218 | 1.2163 | 277.7778 | 38.6667
4219 | 1.2272 | 277.7778 | 38.6667
4220 | 1.2116 | 277.7778 | 38.6667
4221 | 1.162 | 277.7778 | 38.6667
4222 | 1.1474 | 277.7778 | 38.6667
4223 | 1.0777 | 277.7778 | 38.6667
4224 | 0.81896 | 277.7778 | 38.6667
4225 | 0.83192 | 277.7778 | 38.6667
4226 | 0.78722 | 277.7778 | 38.6667
4227 | 0.73623 | 277.7778 | 38.6667
4228 | 0.87682 | 277.7778 | 38.6667
4229 | 0.93522 | 277.7778 | 38.6667
4230 | 1.1741 | 277.7778 | 38.6667
4231 | 1.2663 | 277.7778 | 38.6667
4232 | 1.3613 | 277.7778 | 38.6667
4233 | 1.2854 | 277.7778 | 38.6667
4234 | 1.2381 | 277.7778 | 38.6667
4235 | 1.1834 | 277.7778 | 38.6667
4236 | 1.088 | 277.7778 | 38.6667
4237 | 0.98979 | 277.7778 | 38.6667
4238 | 0.99135 | 277.7778 | 38.6667
4239 | 1.0724 | 277.7778 | 38.6667
4240 | 1.1118 | 277.7778 | 38.6667
4241 | 1.1822 | 277.7778 | 38.6667
4242 | 1.2659 | 277.7778 | 38.6667
4243 | 1.3201 | 277.7778 | 38.6667
4244 | 1.3043 | 277.7778 | 38.6667
4245 | 1.2231 | 277.7778 | 38.6667
4246 | 1.3204 | 277.7778 | 38.6667
4247 | 1.1226 | 277.7778 | 38.6667
4248 | 1.1091 | 277.7778 | 38.6667
4249 | 1.0522 | 277.7778 | 38.6667
4250 | 0.93948 | 277.7778 | 38.6667
4251 | 0.81973 | 277.7778 | 38.6667
4252 | 0.91547 | 277.7778 | 38.6667
4253 | 1.0085 | 277.7778 | 38.6667
4254 | 1.2153 | 277.7778 | 38.6667
4255 | 1.3334 | 277.7778 | 38.6667
4256 | 1.3694 | 277.7778 | 38.6667
4257 | 1.3813 | 277.7778 | 38.6667
4258 | 1.3699 | 277.7778 | 38.6667
4259 | 1.4011 | 277.7778 | 38.6667
4260 | 1.333 | 277.7778 | 38.6667
4261 | 1.3004 | 277.7778 | 38.6667
4262 | 1.2285 | 277.7778 | 38.6667
4263 | 1.1874 | 277.7778 | 38.6667
4264 | 1.1483 | 277.7778 | 38.6667
4265 | 1.3069 | 277.7778 | 38.6667
4266 | 1.3967 | 277.7778 | 38.6667
4267 | 1.4727 | 277.7778 | 38.6667
4268 | 1.3003 | 277.7778 | 38.6667
4269 | 1.2105 | 277.7778 | 38.6667
4270 | 1.1137 | 277.7778 | 38.6667
4271 | 1.0956 | 277.7778 | 38.6667
4272 | 0.99305 | 277.7778 | 38.6667
4273 | 0.92875 | 277.7778 | 38.6667
4274 | 0.75048 | 277.7778 | 38.6667
4275 | 0.77963 | 277.7778 | 38.6667
4276 | 0.93224 | 277.7778 | 38.6667
4277 | 1.0093 | 277.7778 | 38.6667
4278 | 1.2092 | 277.7778 | 38.6667
4279 | 1.2554 | 277.7778 | 38.6667
4280 | 1.2984 | 277.7778 | 38.6667
4281 | 1.2687 | 277.7778 | 38.6667
4282 | 1.2568 | 277.7778 | 38.6667
4283 | 1.2658 | 277.7778 | 38.6667
4284 | 1.177 | 277.7778 | 38.6667
4285 | 1.0911 | 277.7778 | 38.6667
4286 | 1.1684 | 277.7778 | 38.6667
4287 | 1.1427 | 277.7778 | 38.6667
4288 | 1.1642 | 277.7778 | 38.6667
4289 | 1.2357 | 277.7778 | 38.6667
4290 | 1.1658 | 277.7778 | 38.6667
4291 | 1.1432 | 277.7778 | 38.6667
4292 | 1.1424 | 277.7778 | 38.6667
4293 | 1.15 | 277.7778 | 38.6667
4294 | 1.2106 | 277.7778 | 38.6667
4295 | 1.2002 | 277.7778 | 38.6667
4296 | 0.97949 | 277.7778 | 38.6667
4297 | 1.0862 | 277.7778 | 38.6667
4298 | 1.0681 | 277.7778 | 38.6667
4299 | 1.0655 | 277.7778 | 38.6667
4300 | 1.0351 | 277.7778 | 38.6667
4301 | 0.9879 | 277.7778 | 38.6667
4302 | 1.0314 | 277.7778 | 38.6667
4303 | 1.0817 | 277.7778 | 38.6667
4304 | 1.1765 | 277.7778 | 38.6667
4305 | 1.2425 | 277.7778 | 38.6667
4306 | 0.86913 | 277.7778 | 38.6667
4307 | 1.1371 | 277.7778 | 38.6667
4308 | 1.0944 | 277.7778 | 38.6667
4309 | 1.0489 | 277.7778 | 38.6667
4310 | 0.86586 | 277.7778 | 38.6667
4311 | 0.86249 | 277.7778 | 38.6667
4312 | 0.94871 | 277.7778 | 38.6667
4313 | 0.93058 | 277.7778 | 38.6667
4314 | 0.97376 | 277.7778 | 38.6667
4315 | 1.013 | 277.7778 | 38.6667
4316 | 1.0895 | 277.7778 | 38.6667
4317 | 1.2742 | 277.7778 | 38.6667
4318 | 1.2155 | 277.7778 | 38.6667
4319 | 1.0705 | 277.7778 | 38.6667
4320 | 0.76315 | 277.7778 | 38.6667
4321 | 0.69062 | 277.7778 | 38.6667
4322 | 0.67337 | 277.7778 | 38.6667
4323 | 0.6746 | 277.7778 | 38.6667
4324 | 0.67419 | 277.7778 | 38.6667
4325 | 0.67337 | 277.7778 | 38.6667
4326 | 0.67275 | 277.7778 | 38.6667
4327 | 0.67501 | 277.7778 | 38.6667
4328 | 0.67501 | 277.7778 | 38.6667
4329 | 0.67398 | 277.7778 | 38.6667
4330 | 0.67111 | 277.7778 | 38.6667
4331 | 0.67419 | 277.7778 | 38.6667
4332 | 0.66022 | 277.7778 | 38.6667
4333 | 0.60145 | 277.7778 | 38.6667
4334 | 0.63474 | 277.7778 | 38.6667
4335 | 0.65857 | 277.7778 | 38.6667
4336 | 0.67111 | 277.7778 | 38.6667
4337 | 0.72559 | 277.7778 | 38.6667
4338 | 1.0886 | 277.7778 | 38.6667
4339 | 1.266 | 277.7778 | 38.6667
4340 | 1.2115 | 277.7778 | 38.6667
4341 | 1.378 | 277.7778 | 38.6667
4342 | 1.2401 | 277.7778 | 38.6667
4343 | 1.0648 | 277.7778 | 38.6667
4344 | 0.93958 | 277.7778 | 38.6667
4345 | 0.8404 | 277.7778 | 38.6667
4346 | 0.84169 | 277.7778 | 38.6667
4347 | 0.8664 | 277.7778 | 38.6667
4348 | 0.89269 | 277.7778 | 38.6667
4349 | 1.0003 | 277.7778 | 38.6667
4350 | 1.2298 | 277.7778 | 38.6667
4351 | 1.4823 | 277.7778 | 38.6667
4352 | 1.3233 | 277.7778 | 38.6667
4353 | 1.2689 | 277.7778 | 38.6667
4354 | 1.1794 | 277.7778 | 38.6667
4355 | 1.059 | 277.7778 | 38.6667
4356 | 0.94902 | 277.7778 | 38.6667
4357 | 0.9578 | 277.7778 | 38.6667
4358 | 0.93941 | 277.7778 | 38.6667
4359 | 0.9786 | 277.7778 | 38.6667
4360 | 1.1202 | 277.7778 | 38.6667
4361 | 1.1471 | 277.7778 | 38.6667
4362 | 1.2694 | 277.7778 | 38.6667
4363 | 1.5456 | 277.7778 | 38.6667
4364 | 1.5451 | 277.7778 | 38.6667
4365 | 1.5246 | 277.7778 | 38.6667
4366 | 1.3682 | 277.7778 | 38.6667
4367 | 1.1191 | 277.7778 | 38.6667
4368 | 1.1449 | 277.7778 | 38.6667
4369 | 1.0004 | 277.7778 | 38.6667
4370 | 0.96514 | 277.7778 | 38.6667
4371 | 1.0089 | 277.7778 | 38.6667
4372 | 1.0672 | 277.7778 | 38.6667
4373 | 1.1162 | 277.7778 | 38.6667
4374 | 1.2879 | 277.7778 | 38.6667
4375 | 1.4398 | 277.7778 | 38.6667
4376 | 1.4602 | 277.7778 | 38.6667
4377 | 1.4123 | 277.7778 | 38.6667
4378 | 1.2605 | 277.7778 | 38.6667
4379 | 1.2424 | 277.7778 | 38.6667
4380 | 1.1704 | 277.7778 | 38.6667
4381 | 1.0579 | 277.7778 | 38.6667
4382 | 1.0479 | 277.7778 | 38.6667
4383 | 1.179 | 277.7778 | 38.6667
4384 | 1.2147 | 277.7778 | 38.6667
4385 | 1.456 | 277.7778 | 38.6667
4386 | 1.4032 | 277.7778 | 38.6667
4387 | 1.4237 | 277.7778 | 38.6667
4388 | 1.3754 | 277.7778 | 38.6667
4389 | 1.263 | 277.7778 | 38.6667
4390 | 1.1538 | 277.7778 | 38.6667
4391 | 1.1418 | 277.7778 | 38.6667
4392 | 0.96404 | 277.7778 | 38.6667
4393 | 0.82995 | 277.7778 | 38.6667
4394 | 0.93241 | 277.7778 | 38.6667
4395 | 0.89688 | 277.7778 | 38.6667
4396 | 0.94373 | 277.7778 | 38.6667
4397 | 0.93612 | 277.7778 | 38.6667
4398 | 1.236 | 277.7778 | 38.6667
4399 | 1.3498 | 277.7778 | 38.6667
4400 | 1.3689 | 277.7778 | 38.6667
4401 | 1.5309 | 277.7778 | 38.6667
4402 | 1.5181 | 277.7778 | 38.6667
4403 | 1.6536 | 277.7778 | 38.6667
4404 | 1.4945 | 277.7778 | 38.6667
4405 | 1.6376 | 277.7778 | 38.6667
4406 | 1.5099 | 277.7778 | 38.6667
4407 | 1.4659 | 277.7778 | 38.6667
4408 | 1.4271 | 277.7778 | 38.6667
4409 | 1.4264 | 277.7778 | 38.6667
4410 | 1.2779 | 277.7778 | 38.6667
4411 | 1.2862 | 277.7778 | 38.6667
4412 | 1.2062 | 277.7778 | 38.6667
4413 | 1.2518 | 277.7778 | 38.6667
4414 | 1.1639 | 277.7778 | 38.6667
4415 | 1.2573 | 277.7778 | 38.6667
4416 | 1.0854 | 277.7778 | 38.6667
4417 | 1.0739 | 277.7778 | 38.6667
4418 | 1.0189 | 277.7778 | 38.6667
4419 | 1.0252 | 277.7778 | 38.6667
4420 | 1.0794 | 277.7778 | 38.6667
4421 | 1.1 | 277.7778 | 38.6667
4422 | 1.3159 | 277.7778 | 38.6667
4423 | 1.4622 | 277.7778 | 38.6667
4424 | 1.5416 | 277.7778 | 38.6667
4425 | 1.5563 | 277.7778 | 38.6667
4426 | 1.4539 | 277.7778 | 38.6667
4427 | 1.4915 | 277.7778 | 38.6667
4428 | 1.5195 | 277.7778 | 38.6667
4429 | 1.3703 | 277.7778 | 38.6667
4430 | 1.275 | 277.7778 | 38.6667
4431 | 1.2038 | 277.7778 | 38.6667
4432 | 1.1288 | 277.7778 | 38.6667
4433 | 1.2543 | 277.7778 | 38.6667
4434 | 1.3262 | 277.7778 | 38.6667
4435 | 1.3712 | 277.7778 | 38.6667
4436 | 1.2851 | 277.7778 | 38.6667
4437 | 1.2282 | 277.7778 | 38.6667
4438 | 1.326 | 277.7778 | 38.6667
4439 | 1.1473 | 277.7778 | 38.6667
4440 | 1.1045 | 277.7778 | 38.6667
4441 | 1.0396 | 277.7778 | 38.6667
4442 | 0.98632 | 277.7778 | 38.6667
4443 | 1.0142 | 277.7778 | 38.6667
4444 | 1.015 | 277.7778 | 38.6667
4445 | 1.1832 | 277.7778 | 38.6667
4446 | 1.0938 | 277.7778 | 38.6667
4447 | 1.2804 | 277.7778 | 38.6667
4448 | 1.3918 | 277.7778 | 38.6667
4449 | 1.4316 | 277.7778 | 38.6667
4450 | 1.3957 | 277.7778 | 38.6667
4451 | 1.2328 | 277.7778 | 38.6667
4452 | 1.1393 | 277.7778 | 38.6667
4453 | 0.96168 | 277.7778 | 38.6667
4454 | 0.94799 | 277.7778 | 38.6667
4455 | 1.111 | 277.7778 | 38.6667
4456 | 1.1109 | 277.7778 | 38.6667
4457 | 1.1291 | 277.7778 | 38.6667
4458 | 0.98821 | 277.7778 | 38.6667
4459 | 1.0487 | 277.7778 | 38.6667
4460 | 1.0236 | 277.7778 | 38.6667
4461 | 1.1484 | 277.7778 | 38.6667
4462 | 1.417 | 277.7778 | 38.6667
4463 | 1.2552 | 277.7778 | 38.6667
4464 | 0.86554 | 277.7778 | 38.6667
4465 | 1.0151 | 277.7778 | 38.6667
4466 | 1.0146 | 277.7778 | 38.6667
4467 | 0.96527 | 277.7778 | 38.6667
4468 | 0.91739 | 277.7778 | 38.6667
4469 | 1.006 | 277.7778 | 38.6667
4470 | 1.1158 | 277.7778 | 38.6667
4471 | 1.1841 | 277.7778 | 38.6667
4472 | 1.0192 | 277.7778 | 38.6667
4473 | 1.0847 | 277.7778 | 38.6667
4474 | 1.0401 | 277.7778 | 38.6667
4475 | 0.96054 | 277.7778 | 38.6667
4476 | 0.79168 | 277.7778 | 38.6667
4477 | 0.81702 | 277.7778 | 38.6667
4478 | 0.85847 | 277.7778 | 38.6667
4479 | 0.89609 | 277.7778 | 38.6667
4480 | 0.97422 | 277.7778 | 38.6667
4481 | 1.3233 | 277.7778 | 38.6667
4482 | 1.2463 | 277.7778 | 38.6667
4483 | 1.2525 | 277.7778 | 38.6667
4484 | 1.2361 | 277.7778 | 38.6667
4485 | 1.2264 | 277.7778 | 38.6667
4486 | 1.2318 | 277.7778 | 38.6667
4487 | 1.0607 | 277.7778 | 38.6667
4488 | 1.11 | 277.7778 | 38.6667
4489 | 0.83371 | 277.7778 | 38.6667
4490 | 0.82717 | 277.7778 | 38.6667
4491 | 0.81032 | 277.7778 | 38.6667
4492 | 0.88288 | 277.7778 | 38.6667
4493 | 0.78168 | 277.7778 | 38.6667
4494 | 0.77677 | 277.7778 | 38.6667
4495 | 0.81733 | 277.7778 | 38.6667
4496 | 0.81647 | 277.7778 | 38.6667
4497 | 0.79616 | 277.7778 | 38.6667
4498 | 0.73073 | 277.7778 | 38.6667
4499 | 0.74751 | 277.7778 | 38.6667
4500 | 0.72449 | 277.7778 | 38.6667
4501 | 0.69487 | 277.7778 | 38.6667
4502 | 0.63385 | 277.7778 | 38.6667
4503 | 0.67202 | 277.7778 | 38.6667
4504 | 0.69407 | 277.7778 | 38.6667
4505 | 0.84713 | 277.7778 | 38.6667
4506 | 1.3095 | 277.7778 | 38.6667
4507 | 1.0924 | 277.7778 | 38.6667
4508 | 1.1294 | 277.7778 | 38.6667
4509 | 1.1561 | 277.7778 | 38.6667
4510 | 1.1117 | 277.7778 | 38.6667
4511 | 1.0652 | 277.7778 | 38.6667
4512 | 1.0092 | 277.7778 | 38.6667
4513 | 0.98933 | 277.7778 | 38.6667
4514 | 1.0916 | 277.7778 | 38.6667
4515 | 0.97674 | 277.7778 | 38.6667
4516 | 0.9259 | 277.7778 | 38.6667
4517 | 1.2005 | 277.7778 | 38.6667
4518 | 1.2837 | 277.7778 | 38.6667
4519 | 1.3372 | 277.7778 | 38.6667
4520 | 1.4997 | 277.7778 | 38.6667
4521 | 1.2695 | 277.7778 | 38.6667
4522 | 1.1708 | 277.7778 | 38.6667
4523 | 1.1631 | 277.7778 | 38.6667
4524 | 1.0548 | 277.7778 | 38.6667
4525 | 1.033 | 277.7778 | 38.6667
4526 | 1.0133 | 277.7778 | 38.6667
4527 | 1.1204 | 277.7778 | 38.6667
4528 | 1.1355 | 277.7778 | 38.6667
4529 | 1.3004 | 277.7778 | 38.6667
4530 | 1.3898 | 277.7778 | 38.6667
4531 | 1.4999 | 277.7778 | 38.6667
4532 | 1.3715 | 277.7778 | 38.6667
4533 | 1.3509 | 277.7778 | 38.6667
4534 | 1.251 | 277.7778 | 38.6667
4535 | 1.0205 | 277.7778 | 38.6667
4536 | 1.04 | 277.7778 | 38.6667
4537 | 0.98267 | 277.7778 | 38.6667
4538 | 1.0087 | 277.7778 | 38.6667
4539 | 1.0082 | 277.7778 | 38.6667
4540 | 0.90219 | 277.7778 | 38.6667
4541 | 1.0706 | 277.7778 | 38.6667
4542 | 1.2865 | 277.7778 | 38.6667
4543 | 1.5161 | 277.7778 | 38.6667
4544 | 1.4394 | 277.7778 | 38.6667
4545 | 1.4044 | 277.7778 | 38.6667
4546 | 1.3607 | 277.7778 | 38.6667
4547 | 1.3574 | 277.7778 | 38.6667
4548 | 1.1652 | 277.7778 | 38.6667
4549 | 1.0878 | 277.7778 | 38.6667
4550 | 1.0349 | 277.7778 | 38.6667
4551 | 1.1229 | 277.7778 | 38.6667
4552 | 1.165 | 277.7778 | 38.6667
4553 | 1.4394 | 277.7778 | 38.6667
4554 | 1.4795 | 277.7778 | 38.6667
4555 | 1.5566 | 277.7778 | 38.6667
4556 | 1.5196 | 277.7778 | 38.6667
4557 | 1.4781 | 277.7778 | 38.6667
4558 | 1.3454 | 277.7778 | 38.6667
4559 | 1.2119 | 277.7778 | 38.6667
4560 | 1.0509 | 277.7778 | 38.6667
4561 | 1.0453 | 277.7778 | 38.6667
4562 | 0.9773 | 277.7778 | 38.6667
4563 | 1.0545 | 277.7778 | 38.6667
4564 | 1.0564 | 277.7778 | 38.6667
4565 | 1.0191 | 277.7778 | 38.6667
4566 | 1.089 | 277.7778 | 38.6667
4567 | 1.2393 | 277.7778 | 38.6667
4568 | 1.344 | 277.7778 | 38.6667
4569 | 1.2639 | 277.7778 | 38.6667
4570 | 1.2437 | 277.7778 | 38.6667
4571 | 1.2228 | 277.7778 | 38.6667
4572 | 1.0243 | 277.7778 | 38.6667
4573 | 0.99837 | 277.7778 | 38.6667
4574 | 1.0002 | 277.7778 | 38.6667
4575 | 1.0167 | 277.7778 | 38.6667
4576 | 1.1236 | 277.7778 | 38.6667
4577 | 1.1292 | 277.7778 | 38.6667
4578 | 1.2218 | 277.7778 | 38.6667
4579 | 1.2537 | 277.7778 | 38.6667
4580 | 1.1707 | 277.7778 | 38.6667
4581 | 1.2836 | 277.7778 | 38.6667
4582 | 1.2439 | 277.7778 | 38.6667
4583 | 1.0985 | 277.7778 | 38.6667
4584 | 1.0752 | 277.7778 | 38.6667
4585 | 1.0201 | 277.7778 | 38.6667
4586 | 1.0204 | 277.7778 | 38.6667
4587 | 1.0095 | 277.7778 | 38.6667
4588 | 1.0096 | 277.7778 | 38.6667
4589 | 1.0546 | 277.7778 | 38.6667
4590 | 1.2671 | 277.7778 | 38.6667
4591 | 1.4787 | 277.7778 | 38.6667
4592 | 1.3876 | 277.7778 | 38.6667
4593 | 1.39 | 277.7778 | 38.6667
4594 | 1.3862 | 277.7778 | 38.6667
4595 | 1.3691 | 277.7778 | 38.6667
4596 | 1.2372 | 277.7778 | 38.6667
4597 | 1.1975 | 277.7778 | 38.6667
4598 | 1.1394 | 277.7778 | 38.6667
4599 | 1.1311 | 277.7778 | 38.6667
4600 | 1.1297 | 277.7778 | 38.6667
4601 | 1.224 | 277.7778 | 38.6667
4602 | 1.489 | 277.7778 | 38.6667
4603 | 1.5819 | 277.7778 | 38.6667
4604 | 1.5334 | 277.7778 | 38.6667
4605 | 1.4185 | 277.7778 | 38.6667
4606 | 1.3425 | 277.7778 | 38.6667
4607 | 1.1782 | 277.7778 | 38.6667
4608 | 1.0941 | 277.7778 | 38.6667
4609 | 1.0806 | 277.7778 | 38.6667
4610 | 1.0664 | 277.7778 | 38.6667
4611 | 1.0161 | 277.7778 | 38.6667
4612 | 0.98631 | 277.7778 | 38.6667
4613 | 0.98588 | 277.7778 | 38.6667
4614 | 1.2867 | 277.7778 | 38.6667
4615 | 1.4438 | 277.7778 | 38.6667
4616 | 1.4927 | 277.7778 | 38.6667
4617 | 1.2987 | 277.7778 | 38.6667
4618 | 1.438 | 277.7778 | 38.6667
4619 | 1.2765 | 277.7778 | 38.6667
4620 | 1.2555 | 277.7778 | 38.6667
4621 | 1.0575 | 277.7778 | 38.6667
4622 | 1.0872 | 277.7778 | 38.6667
4623 | 1.0775 | 277.7778 | 38.6667
4624 | 1.1155 | 277.7778 | 38.6667
4625 | 1.1303 | 277.7778 | 38.6667
4626 | 1.3926 | 277.7778 | 38.6667
4627 | 1.4851 | 277.7778 | 38.6667
4628 | 1.4115 | 277.7778 | 38.6667
4629 | 1.3899 | 277.7778 | 38.6667
4630 | 1.3066 | 277.7778 | 38.6667
4631 | 1.2293 | 277.7778 | 38.6667
4632 | 1.1791 | 277.7778 | 38.6667
4633 | 1.1271 | 277.7778 | 38.6667
4634 | 1.2279 | 277.7778 | 38.6667
4635 | 1.0953 | 277.7778 | 38.6667
4636 | 1.2491 | 277.7778 | 38.6667
4637 | 1.074 | 277.7778 | 38.6667
4638 | 1.0636 | 277.7778 | 38.6667
4639 | 1.2271 | 277.7778 | 38.6667
4640 | 1.0967 | 277.7778 | 38.6667
4641 | 1.1161 | 277.7778 | 38.6667
4642 | 1.1325 | 277.7778 | 38.6667
4643 | 1.1347 | 277.7778 | 38.6667
4644 | 1.129 | 277.7778 | 38.6667
4645 | 1.1092 | 277.7778 | 38.6667
4646 | 1.0702 | 277.7778 | 38.6667
4647 | 1.0096 | 277.7778 | 38.6667
4648 | 1.0235 | 277.7778 | 38.6667
4649 | 1.0891 | 277.7778 | 38.6667
4650 | 1.3113 | 277.7778 | 38.6667
4651 | 1.3068 | 277.7778 | 38.6667
4652 | 1.2322 | 277.7778 | 38.6667
4653 | 1.367 | 277.7778 | 38.6667
4654 | 1.2006 | 277.7778 | 38.6667
4655 | 1.1105 | 277.7778 | 38.6667
4656 | 0.92604 | 277.7778 | 38.6667
4657 | 0.87023 | 277.7778 | 38.6667
4658 | 0.85675 | 277.7778 | 38.6667
4659 | 0.82793 | 277.7778 | 38.6667
4660 | 0.81825 | 277.7778 | 38.6667
4661 | 0.80697 | 277.7778 | 38.6667
4662 | 0.81827 | 277.7778 | 38.6667
4663 | 0.80722 | 277.7778 | 38.6667
4664 | 0.8194 | 277.7778 | 38.6667
4665 | 0.68424 | 277.7778 | 38.6667
4666 | 0.71296 | 277.7778 | 38.6667
4667 | 0.76856 | 277.7778 | 38.6667
4668 | 0.70929 | 277.7778 | 38.6667
4669 | 0.62891 | 277.7778 | 38.6667
4670 | 0.6449 | 277.7778 | 38.6667
4671 | 0.62154 | 277.7778 | 38.6667
4672 | 0.63009 | 277.7778 | 38.6667
4673 | 0.91438 | 277.7778 | 38.6667
4674 | 1.0746 | 277.7778 | 38.6667
4675 | 1.1335 | 277.7778 | 38.6667
4676 | 1.2788 | 277.7778 | 38.6667
4677 | 1.3079 | 277.7778 | 38.6667
4678 | 1.2591 | 277.7778 | 38.6667
4679 | 1.1635 | 277.7778 | 38.6667
4680 | 1.1075 | 277.7778 | 38.6667
4681 | 0.96447 | 277.7778 | 38.6667
4682 | 1.0419 | 277.7778 | 38.6667
4683 | 1.05 | 277.7778 | 38.6667
4684 | 1.2049 | 277.7778 | 38.6667
4685 | 1.0757 | 277.7778 | 38.6667
4686 | 1.393 | 277.7778 | 38.6667
4687 | 1.5024 | 277.7778 | 38.6667
4688 | 1.331 | 277.7778 | 38.6667
4689 | 1.3014 | 277.7778 | 38.6667
4690 | 1.2006 | 277.7778 | 38.6667
4691 | 1.2358 | 277.7778 | 38.6667
4692 | 1.1583 | 277.7778 | 38.6667
4693 | 1.0999 | 277.7778 | 38.6667
4694 | 1.1724 | 277.7778 | 38.6667
4695 | 1.138 | 277.7778 | 38.6667
4696 | 1.1581 | 277.7778 | 38.6667
4697 | 1.2738 | 277.7778 | 38.6667
4698 | 1.4475 | 277.7778 | 38.6667
4699 | 1.5182 | 277.7778 | 38.6667
4700 | 1.5285 | 277.7778 | 38.6667
4701 | 1.5852 | 277.7778 | 38.6667
4702 | 1.4313 | 277.7778 | 38.6667
4703 | 1.2817 | 277.7778 | 38.6667
4704 | 1.1314 | 277.7778 | 38.6667
4705 | 1.0976 | 277.7778 | 38.6667
4706 | 1.0767 | 277.7778 | 38.6667
4707 | 1.0712 | 277.7778 | 38.6667
4708 | 1.0561 | 277.7778 | 38.6667
4709 | 1.1063 | 277.7778 | 38.6667
4710 | 1.1752 | 277.7778 | 38.6667
4711 | 1.4412 | 277.7778 | 38.6667
4712 | 1.6201 | 277.7778 | 38.6667
4713 | 1.4405 | 277.7778 | 38.6667
4714 | 1.3698 | 277.7778 | 38.6667
4715 | 1.2405 | 277.7778 | 38.6667
4716 | 1.1459 | 277.7778 | 38.6667
4717 | 1.1186 | 277.7778 | 38.6667
4718 | 1.127 | 277.7778 | 38.6667
4719 | 1.2696 | 277.7778 | 38.6667
4720 | 1.3237 | 277.7778 | 38.6667
4721 | 1.4128 | 277.7778 | 38.6667
4722 | 1.5219 | 277.7778 | 38.6667
4723 | 1.5847 | 277.7778 | 38.6667
4724 | 1.5488 | 277.7778 | 38.6667
4725 | 1.4726 | 277.7778 | 38.6667
4726 | 1.4308 | 277.7778 | 38.6667
4727 | 1.1798 | 277.7778 | 38.6667
4728 | 1.1796 | 277.7778 | 38.6667
4729 | 1.1474 | 277.7778 | 38.6667
4730 | 1.1296 | 277.7778 | 38.6667
4731 | 1.0971 | 277.7778 | 38.6667
4732 | 1.2223 | 277.7778 | 38.6667
4733 | 1.2507 | 277.7778 | 38.6667
4734 | 1.3822 | 277.7778 | 38.6667
4735 | 1.6799 | 277.7778 | 38.6667
4736 | 1.6198 | 277.7778 | 38.6667
4737 | 1.6011 | 277.7778 | 38.6667
4738 | 1.4473 | 277.7778 | 38.6667
4739 | 1.4704 | 277.7778 | 38.6667
4740 | 1.3691 | 277.7778 | 38.6667
4741 | 1.3156 | 277.7778 | 38.6667
4742 | 1.4082 | 277.7778 | 38.6667
4743 | 1.3931 | 277.7778 | 38.6667
4744 | 1.4153 | 277.7778 | 38.6667
4745 | 1.4886 | 277.7778 | 38.6667
4746 | 1.6605 | 277.7778 | 38.6667
4747 | 1.7672 | 277.7778 | 38.6667
4748 | 1.7545 | 277.7778 | 38.6667
4749 | 1.6174 | 277.7778 | 38.6667
4750 | 1.5827 | 277.7778 | 38.6667
4751 | 1.271 | 277.7778 | 38.6667
4752 | 1.1457 | 277.7778 | 38.6667
4753 | 1.1464 | 277.7778 | 38.6667
4754 | 1.1266 | 277.7778 | 38.6667
4755 | 1.1125 | 277.7778 | 38.6667
4756 | 1.1246 | 277.7778 | 38.6667
4757 | 1.1356 | 277.7778 | 38.6667
4758 | 1.2311 | 277.7778 | 38.6667
4759 | 1.5947 | 277.7778 | 38.6667
4760 | 1.6248 | 277.7778 | 38.6667
4761 | 1.5614 | 277.7778 | 38.6667
4762 | 1.4833 | 277.7778 | 38.6667
4763 | 1.3434 | 277.7778 | 38.6667
4764 | 1.2623 | 277.7778 | 38.6667
4765 | 1.2562 | 277.7778 | 38.6667
4766 | 1.2233 | 277.7778 | 38.6667
4767 | 1.3229 | 277.7778 | 38.6667
4768 | 1.3644 | 277.7778 | 38.6667
4769 | 1.4001 | 277.7778 | 38.6667
4770 | 1.4615 | 277.7778 | 38.6667
4771 | 1.7194 | 277.7778 | 38.6667
4772 | 1.751 | 277.7778 | 38.6667
4773 | 1.5534 | 277.7778 | 38.6667
4774 | 1.5138 | 277.7778 | 38.6667
4775 | 1.262 | 277.7778 | 38.6667
4776 | 1.1612 | 277.7778 | 38.6667
4777 | 1.1323 | 277.7778 | 38.6667
4778 | 1.0779 | 277.7778 | 38.6667
4779 | 1.1833 | 277.7778 | 38.6667
4780 | 1.1858 | 277.7778 | 38.6667
4781 | 1.1272 | 277.7778 | 38.6667
4782 | 1.3408 | 277.7778 | 38.6667
4783 | 1.4523 | 277.7778 | 38.6667
4784 | 1.5502 | 277.7778 | 38.6667
4785 | 1.3347 | 277.7778 | 38.6667
4786 | 1.2916 | 277.7778 | 38.6667
4787 | 1.2971 | 277.7778 | 38.6667
4788 | 1.1241 | 277.7778 | 38.6667
4789 | 1.1646 | 277.7778 | 38.6667
4790 | 1.1465 | 277.7778 | 38.6667
4791 | 1.1284 | 277.7778 | 38.6667
4792 | 1.1478 | 277.7778 | 38.6667
4793 | 1.2096 | 277.7778 | 38.6667
4794 | 1.2658 | 277.7778 | 38.6667
4795 | 1.4018 | 277.7778 | 38.6667
4796 | 1.3433 | 277.7778 | 38.6667
4797 | 1.3553 | 277.7778 | 38.6667
4798 | 1.4214 | 277.7778 | 38.6667
4799 | 1.1962 | 277.7778 | 38.6667
4800 | 1.3 | 277.7778 | 38.6667
4801 | 1.1284 | 277.7778 | 38.6667
4802 | 1.1182 | 277.7778 | 38.6667
4803 | 1.1455 | 277.7778 | 38.6667
4804 | 1.1421 | 277.7778 | 38.6667
4805 | 1.1617 | 277.7778 | 38.6667
4806 | 1.1646 | 277.7778 | 38.6667
4807 | 1.1885 | 277.7778 | 38.6667
4808 | 1.2175 | 277.7778 | 38.6667
4809 | 1.2405 | 277.7778 | 38.6667
4810 | 1.1924 | 277.7778 | 38.6667
4811 | 0.967 | 277.7778 | 38.6667
4812 | 1.0108 | 277.7778 | 38.6667
4813 | 0.9021 | 277.7778 | 38.6667
4814 | 0.906 | 277.7778 | 38.6667
4815 | 0.89438 | 277.7778 | 38.6667
4816 | 1.0404 | 277.7778 | 38.6667
4817 | 1.186 | 277.7778 | 38.6667
4818 | 1.3382 | 277.7778 | 38.6667
4819 | 1.3201 | 277.7778 | 38.6667
4820 | 1.3039 | 277.7778 | 38.6667
4821 | 1.2969 | 277.7778 | 38.6667
4822 | 1.3333 | 277.7778 | 38.6667
4823 | 1.1604 | 277.7778 | 38.6667
4824 | 1.0892 | 277.7778 | 38.6667
4825 | 1.0616 | 277.7778 | 38.6667
4826 | 1.0618 | 277.7778 | 38.6667
4827 | 1.1306 | 277.7778 | 38.6667
4828 | 1.1257 | 277.7778 | 38.6667
4829 | 0.971 | 277.7778 | 38.6667
4830 | 1.1027 | 277.7778 | 38.6667
4831 | 1.0913 | 277.7778 | 38.6667
4832 | 0.97833 | 277.7778 | 38.6667
4833 | 0.93374 | 277.7778 | 38.6667
4834 | 0.79834 | 277.7778 | 38.6667
4835 | 0.83431 | 277.7778 | 38.6667
4836 | 0.8204 | 277.7778 | 38.6667
4837 | 0.74858 | 277.7778 | 38.6667
4838 | 0.71018 | 277.7778 | 38.6667
4839 | 0.72125 | 277.7778 | 38.6667
4840 | 0.79113 | 277.7778 | 38.6667
4841 | 0.96345 | 277.7778 | 38.6667
4842 | 1.1379 | 277.7778 | 38.6667
4843 | 1.2165 | 277.7778 | 38.6667
4844 | 1.3602 | 277.7778 | 38.6667
4845 | 1.2678 | 277.7778 | 38.6667
4846 | 1.3022 | 277.7778 | 38.6667
4847 | 1.2024 | 277.7778 | 38.6667
4848 | 1.1969 | 277.7778 | 38.6667
4849 | 1.0869 | 277.7778 | 38.6667
4850 | 1.0475 | 277.7778 | 38.6667
4851 | 0.97504 | 277.7778 | 38.6667
4852 | 1.0226 | 277.7778 | 38.6667
4853 | 1.2219 | 277.7778 | 38.6667
4854 | 1.4148 | 277.7778 | 38.6667
4855 | 1.5731 | 277.7778 | 38.6667
4856 | 1.5113 | 277.7778 | 38.6667
4857 | 1.4033 | 277.7778 | 38.6667
4858 | 1.2646 | 277.7778 | 38.6667
4859 | 1.2773 | 277.7778 | 38.6667
4860 | 1.2119 | 277.7778 | 38.6667
4861 | 1.2106 | 277.7778 | 38.6667
4862 | 1.3443 | 277.7778 | 38.6667
4863 | 1.3193 | 277.7778 | 38.6667
4864 | 1.3789 | 277.7778 | 38.6667
4865 | 1.5162 | 277.7778 | 38.6667
4866 | 1.744 | 277.7778 | 38.6667
4867 | 1.5895 | 277.7778 | 38.6667
4868 | 1.5536 | 277.7778 | 38.6667
4869 | 1.7042 | 277.7778 | 38.6667
4870 | 1.5677 | 277.7778 | 38.6667
4871 | 1.2786 | 277.7778 | 38.6667
4872 | 1.1464 | 277.7778 | 38.6667
4873 | 1.1653 | 277.7778 | 38.6667
4874 | 1.1329 | 277.7778 | 38.6667
4875 | 1.0948 | 277.7778 | 38.6667
4876 | 1.1154 | 277.7778 | 38.6667
4877 | 1.2717 | 277.7778 | 38.6667
4878 | 1.4435 | 277.7778 | 38.6667
4879 | 1.5926 | 277.7778 | 38.6667
4880 | 1.5858 | 277.7778 | 38.6667
4881 | 1.5699 | 277.7778 | 38.6667
4882 | 1.4162 | 277.7778 | 38.6667
4883 | 1.4615 | 277.7778 | 38.6667
4884 | 1.4788 | 277.7778 | 38.6667
4885 | 1.4231 | 277.7778 | 38.6667
4886 | 1.5667 | 277.7778 | 38.6667
4887 | 1.4886 | 277.7778 | 38.6667
4888 | 1.515 | 277.7778 | 38.6667
4889 | 1.5444 | 277.7778 | 38.6667
4890 | 1.4739 | 277.7778 | 38.6667
4891 | 1.4828 | 277.7778 | 38.6667
4892 | 1.4713 | 277.7778 | 38.6667
4893 | 1.5133 | 277.7778 | 38.6667
4894 | 1.5893 | 277.7778 | 38.6667
4895 | 1.2673 | 277.7778 | 38.6667
4896 | 1.2067 | 277.7778 | 38.6667
4897 | 1.1813 | 277.7778 | 38.6667
4898 | 1.1014 | 277.7778 | 38.6667
4899 | 1.0948 | 277.7778 | 38.6667
4900 | 1.081 | 277.7778 | 38.6667
4901 | 1.2021 | 277.7778 | 38.6667
4902 | 1.3438 | 277.7778 | 38.6667
4903 | 1.5429 | 277.7778 | 38.6667
4904 | 1.3859 | 277.7778 | 38.6667
4905 | 1.5482 | 277.7778 | 38.6667
4906 | 1.5726 | 277.7778 | 38.6667
4907 | 1.6757 | 277.7778 | 38.6667
4908 | 1.5303 | 277.7778 | 38.6667
4909 | 1.824 | 277.7778 | 38.6667
4910 | 1.5741 | 277.7778 | 38.6667
4911 | 1.5473 | 277.7778 | 38.6667
4912 | 1.5181 | 277.7778 | 38.6667
4913 | 1.5992 | 277.7778 | 38.6667
4914 | 1.5943 | 277.7778 | 38.6667
4915 | 1.5281 | 277.7778 | 38.6667
4916 | 1.7791 | 277.7778 | 38.6667
4917 | 1.6133 | 277.7778 | 38.6667
4918 | 1.6881 | 277.7778 | 38.6667
4919 | 1.528 | 277.7778 | 38.6667
4920 | 1.2086 | 277.7778 | 38.6667
4921 | 1.169 | 277.7778 | 38.6667
4922 | 1.1584 | 277.7778 | 38.6667
4923 | 1.0991 | 277.7778 | 38.6667
4924 | 1.1279 | 277.7778 | 38.6667
4925 | 1.1849 | 277.7778 | 38.6667
4926 | 1.1455 | 277.7778 | 38.6667
4927 | 1.553 | 277.7778 | 38.6667
4928 | 1.6465 | 277.7778 | 38.6667
4929 | 1.7825 | 277.7778 | 38.6667
4930 | 1.7813 | 277.7778 | 38.6667
4931 | 1.7973 | 277.7778 | 38.6667
4932 | 1.4755 | 277.7778 | 38.6667
4933 | 1.4866 | 277.7778 | 38.6667
4934 | 1.7946 | 277.7778 | 38.6667
4935 | 1.7117 | 277.7778 | 38.6667
4936 | 1.4902 | 277.7778 | 38.6667
4937 | 1.447 | 277.7778 | 38.6667
4938 | 1.6674 | 277.7778 | 38.6667
4939 | 1.6709 | 277.7778 | 38.6667
4940 | 1.4657 | 277.7778 | 38.6667
4941 | 1.6754 | 277.7778 | 38.6667
4942 | 1.6561 | 277.7778 | 38.6667
4943 | 1.3321 | 277.7778 | 38.6667
4944 | 1.0654 | 277.7778 | 38.6667
4945 | 1.0373 | 277.7778 | 38.6667
4946 | 1.1176 | 277.7778 | 38.6667
4947 | 1.2253 | 277.7778 | 38.6667
4948 | 1.2754 | 277.7778 | 38.6667
4949 | 1.1408 | 277.7778 | 38.6667
4950 | 1.2598 | 277.7778 | 38.6667
4951 | 1.4891 | 277.7778 | 38.6667
4952 | 1.4077 | 277.7778 | 38.6667
4953 | 1.353 | 277.7778 | 38.6667
4954 | 1.3522 | 277.7778 | 38.6667
4955 | 1.3167 | 277.7778 | 38.6667
4956 | 1.3268 | 277.7778 | 38.6667
4957 | 1.3495 | 277.7778 | 38.6667
4958 | 1.2974 | 277.7778 | 38.6667
4959 | 1.1516 | 277.7778 | 38.6667
4960 | 1.1555 | 277.7778 | 38.6667
4961 | 1.4659 | 277.7778 | 38.6667
4962 | 1.5076 | 277.7778 | 38.6667
4963 | 1.5692 | 277.7778 | 38.6667
4964 | 1.4887 | 277.7778 | 38.6667
4965 | 1.4712 | 277.7778 | 38.6667
4966 | 1.3513 | 277.7778 | 38.6667
4967 | 1.2582 | 277.7778 | 38.6667
4968 | 1.3559 | 277.7778 | 38.6667
4969 | 1.2045 | 277.7778 | 38.6667
4970 | 1.1696 | 277.7778 | 38.6667
4971 | 1.1086 | 277.7778 | 38.6667
4972 | 1.1314 | 277.7778 | 38.6667
4973 | 1.1035 | 277.7778 | 38.6667
4974 | 1.0831 | 277.7778 | 38.6667
4975 | 1.162 | 277.7778 | 38.6667
4976 | 1.2276 | 277.7778 | 38.6667
4977 | 1.2546 | 277.7778 | 38.6667
4978 | 1.2468 | 277.7778 | 38.6667
4979 | 1.0975 | 277.7778 | 38.6667
4980 | 0.93771 | 277.7778 | 38.6667
4981 | 0.90478 | 277.7778 | 38.6667
4982 | 0.77965 | 277.7778 | 38.6667
4983 | 0.86123 | 277.7778 | 38.6667
4984 | 1.0819 | 277.7778 | 38.6667
4985 | 1.2336 | 277.7778 | 38.6667
4986 | 1.2538 | 277.7778 | 38.6667
4987 | 1.3023 | 277.7778 | 38.6667
4988 | 1.2612 | 277.7778 | 38.6667
4989 | 1.1378 | 277.7778 | 38.6667
4990 | 1.2624 | 277.7778 | 38.6667
4991 | 1.1197 | 277.7778 | 38.6667
4992 | 1.0371 | 277.7778 | 38.6667
4993 | 0.87724 | 277.7778 | 38.6667
4994 | 0.73076 | 277.7778 | 38.6667
4995 | 0.68659 | 277.7778 | 38.6667
4996 | 0.6761 | 277.7778 | 38.6667
4997 | 0.67549 | 277.7778 | 38.6667
4998 | 0.65146 | 277.7778 | 38.6667
4999 | 0.71627 | 277.7778 | 38.6667
5000 | 0.67754 | 277.7778 | 38.6667
5001 | 0.68802 | 277.7778 | 38.6667
5002 | 0.83821 | 277.7778 | 38.6667
5003 | 0.87336 | 277.7778 | 38.6667
5004 | 0.87412 | 277.7778 | 38.6667
5005 | 0.87271 | 277.7778 | 38.6667
5006 | 0.87326 | 277.7778 | 38.6667
5007 | 0.75048 | 277.7778 | 38.6667
5008 | 0.92036 | 277.7778 | 38.6667
5009 | 1.0404 | 277.7778 | 38.6667
5010 | 1.0586 | 277.7778 | 38.6667
5011 | 1.1602 | 277.7778 | 38.6667
5012 | 1.2234 | 277.7778 | 38.6667
5013 | 1.2123 | 277.7778 | 38.6667
5014 | 1.1279 | 277.7778 | 38.6667
5015 | 1.176 | 277.7778 | 38.6667
5016 | 1.1853 | 277.7778 | 38.6667
5017 | 1.0838 | 277.7778 | 38.6667
5018 | 1.0597 | 277.7778 | 38.6667
5019 | 1.096 | 277.7778 | 38.6667
5020 | 1.1023 | 277.7778 | 38.6667
5021 | 1.102 | 277.7778 | 38.6667
5022 | 1.2676 | 277.7778 | 38.6667
5023 | 1.4692 | 277.7778 | 38.6667
5024 | 1.5158 | 277.7778 | 38.6667
5025 | 1.5894 | 277.7778 | 38.6667
5026 | 1.5286 | 277.7778 | 38.6667
5027 | 1.5989 | 277.7778 | 38.6667
5028 | 1.4809 | 277.7778 | 38.6667
5029 | 1.5341 | 277.7778 | 38.6667
5030 | 1.5615 | 277.7778 | 38.6667
5031 | 1.497 | 277.7778 | 38.6667
5032 | 1.3963 | 277.7778 | 38.6667
5033 | 1.4259 | 277.7778 | 38.6667
5034 | 1.3742 | 277.7778 | 38.6667
5035 | 1.3592 | 277.7778 | 38.6667
5036 | 1.295 | 277.7778 | 38.6667
5037 | 1.4254 | 277.7778 | 38.6667
5038 | 1.4028 | 277.7778 | 38.6667
5039 | 1.2239 | 277.7778 | 38.6667
5040 | 1.1685 | 277.7778 | 38.6667
5041 | 0.9959 | 277.7778 | 38.6667
5042 | 0.96026 | 277.7778 | 38.6667
5043 | 0.88115 | 277.7778 | 38.6667
5044 | 0.87019 | 277.7778 | 38.6667
5045 | 1.079 | 277.7778 | 38.6667
5046 | 1.3194 | 277.7778 | 38.6667
5047 | 1.4377 | 277.7778 | 38.6667
5048 | 1.4303 | 277.7778 | 38.6667
5049 | 1.3922 | 277.7778 | 38.6667
5050 | 1.324 | 277.7778 | 38.6667
5051 | 1.2099 | 277.7778 | 38.6667
5052 | 1.176 | 277.7778 | 38.6667
5053 | 1.0981 | 277.7778 | 38.6667
5054 | 1.0071 | 277.7778 | 38.6667
5055 | 1.0514 | 277.7778 | 38.6667
5056 | 1.1616 | 277.7778 | 38.6667
5057 | 1.2597 | 277.7778 | 38.6667
5058 | 1.3668 | 277.7778 | 38.6667
5059 | 1.5595 | 277.7778 | 38.6667
5060 | 1.3506 | 277.7778 | 38.6667
5061 | 1.372 | 277.7778 | 38.6667
5062 | 1.4314 | 277.7778 | 38.6667
5063 | 1.197 | 277.7778 | 38.6667
5064 | 1.0676 | 277.7778 | 38.6667
5065 | 0.85465 | 277.7778 | 38.6667
5066 | 0.8026 | 277.7778 | 38.6667
5067 | 0.74007 | 277.7778 | 38.6667
5068 | 0.74567 | 277.7778 | 38.6667
5069 | 0.96808 | 277.7778 | 38.6667
5070 | 1.1115 | 277.7778 | 38.6667
5071 | 1.246 | 277.7778 | 38.6667
5072 | 1.292 | 277.7778 | 38.6667
5073 | 1.2748 | 277.7778 | 38.6667
5074 | 1.2616 | 277.7778 | 38.6667
5075 | 1.2527 | 277.7778 | 38.6667
5076 | 1.1641 | 277.7778 | 38.6667
5077 | 1.0859 | 277.7778 | 38.6667
5078 | 1.0839 | 277.7778 | 38.6667
5079 | 1.0843 | 277.7778 | 38.6667
5080 | 1.1372 | 277.7778 | 38.6667
5081 | 1.3039 | 277.7778 | 38.6667
5082 | 1.3594 | 277.7778 | 38.6667
5083 | 1.4215 | 277.7778 | 38.6667
5084 | 1.4279 | 277.7778 | 38.6667
5085 | 1.3936 | 277.7778 | 38.6667
5086 | 1.3712 | 277.7778 | 38.6667
5087 | 1.0841 | 277.7778 | 38.6667
5088 | 1.1911 | 277.7778 | 38.6667
5089 | 1.1517 | 277.7778 | 38.6667
5090 | 1.1063 | 277.7778 | 38.6667
5091 | 1.0572 | 277.7778 | 38.6667
5092 | 1.0563 | 277.7778 | 38.6667
5093 | 1.2056 | 277.7778 | 38.6667
5094 | 1.1973 | 277.7778 | 38.6667
5095 | 1.2882 | 277.7778 | 38.6667
5096 | 1.305 | 277.7778 | 38.6667
5097 | 1.2929 | 277.7778 | 38.6667
5098 | 1.3719 | 277.7778 | 38.6667
5099 | 1.2794 | 277.7778 | 38.6667
5100 | 1.2116 | 277.7778 | 38.6667
5101 | 1.1585 | 277.7778 | 38.6667
5102 | 1.2573 | 277.7778 | 38.6667
5103 | 1.2673 | 277.7778 | 38.6667
5104 | 1.3193 | 277.7778 | 38.6667
5105 | 1.4256 | 277.7778 | 38.6667
5106 | 1.4755 | 277.7778 | 38.6667
5107 | 1.4949 | 277.7778 | 38.6667
5108 | 1.3525 | 277.7778 | 38.6667
5109 | 1.3192 | 277.7778 | 38.6667
5110 | 1.2578 | 277.7778 | 38.6667
5111 | 1.2333 | 277.7778 | 38.6667
5112 | 1.1324 | 277.7778 | 38.6667
5113 | 1.1 | 277.7778 | 38.6667
5114 | 0.95129 | 277.7778 | 38.6667
5115 | 1.0827 | 277.7778 | 38.6667
5116 | 1.0884 | 277.7778 | 38.6667
5117 | 1.1417 | 277.7778 | 38.6667
5118 | 1.2517 | 277.7778 | 38.6667
5119 | 1.3574 | 277.7778 | 38.6667
5120 | 1.2094 | 277.7778 | 38.6667
5121 | 1.1586 | 277.7778 | 38.6667
5122 | 1.3367 | 277.7778 | 38.6667
5123 | 1.1668 | 277.7778 | 38.6667
5124 | 1.1436 | 277.7778 | 38.6667
5125 | 1.0241 | 277.7778 | 38.6667
5126 | 0.9759 | 277.7778 | 38.6667
5127 | 1.1243 | 277.7778 | 38.6667
5128 | 1.2417 | 277.7778 | 38.6667
5129 | 1.4238 | 277.7778 | 38.6667
5130 | 1.3992 | 277.7778 | 38.6667
5131 | 1.4602 | 277.7778 | 38.6667
5132 | 1.338 | 277.7778 | 38.6667
5133 | 1.2643 | 277.7778 | 38.6667
5134 | 1.311 | 277.7778 | 38.6667
5135 | 1.0164 | 277.7778 | 38.6667
5136 | 0.98714 | 277.7778 | 38.6667
5137 | 1.0179 | 277.7778 | 38.6667
5138 | 0.9738 | 277.7778 | 38.6667
5139 | 0.9438 | 277.7778 | 38.6667
5140 | 0.90312 | 277.7778 | 38.6667
5141 | 0.9097 | 277.7778 | 38.6667
5142 | 0.94493 | 277.7778 | 38.6667
5143 | 0.95704 | 277.7778 | 38.6667
5144 | 1.0568 | 277.7778 | 38.6667
5145 | 1.0924 | 277.7778 | 38.6667
5146 | 1.0854 | 277.7778 | 38.6667
5147 | 1.1468 | 277.7778 | 38.6667
5148 | 1.0578 | 277.7778 | 38.6667
5149 | 1.0071 | 277.7778 | 38.6667
5150 | 1.0143 | 277.7778 | 38.6667
5151 | 1.0334 | 277.7778 | 38.6667
5152 | 1.1448 | 277.7778 | 38.6667
5153 | 1.1934 | 277.7778 | 38.6667
5154 | 1.4128 | 277.7778 | 38.6667
5155 | 1.47 | 277.7778 | 38.6667
5156 | 1.3802 | 277.7778 | 38.6667
5157 | 1.3829 | 277.7778 | 38.6667
5158 | 1.4684 | 277.7778 | 38.6667
5159 | 1.2523 | 277.7778 | 38.6667
5160 | 1.197 | 277.7778 | 38.6667
5161 | 1.1282 | 277.7778 | 38.6667
5162 | 1.0496 | 277.7778 | 38.6667
5163 | 1.0149 | 277.7778 | 38.6667
5164 | 0.98999 | 277.7778 | 38.6667
5165 | 0.9903 | 277.7778 | 38.6667
5166 | 0.99328 | 277.7778 | 38.6667
5167 | 1.0176 | 277.7778 | 38.6667
5168 | 1.0958 | 277.7778 | 38.6667
5169 | 1.0336 | 277.7778 | 38.6667
5170 | 1.0554 | 277.7778 | 38.6667
5171 | 1.0724 | 277.7778 | 38.6667
5172 | 1.0348 | 277.7778 | 38.6667
5173 | 0.9436 | 277.7778 | 38.6667
5174 | 0.92985 | 277.7778 | 38.6667
5175 | 0.89629 | 277.7778 | 38.6667
5176 | 1.1848 | 277.7778 | 38.6667
5177 | 1.1885 | 277.7778 | 38.6667
5178 | 1.3674 | 277.7778 | 38.6667
5179 | 1.4376 | 277.7778 | 38.6667
5180 | 1.4596 | 277.7778 | 38.6667
5181 | 1.5191 | 277.7778 | 38.6667
5182 | 1.5886 | 277.7778 | 38.6667
5183 | 1.2523 | 277.7778 | 38.6667
5184 | 1.0938 | 277.7778 | 38.6667
5185 | 1.1318 | 277.7778 | 38.6667
5186 | 1.0603 | 277.7778 | 38.6667
5187 | 1.0352 | 277.7778 | 38.6667
5188 | 1.0641 | 277.7778 | 38.6667
5189 | 1.1159 | 277.7778 | 38.6667
5190 | 1.4178 | 277.7778 | 38.6667
5191 | 1.6625 | 277.7778 | 38.6667
5192 | 1.6677 | 277.7778 | 38.6667
5193 | 1.5898 | 277.7778 | 38.6667
5194 | 1.5712 | 277.7778 | 38.6667
5195 | 1.3209 | 277.7778 | 38.6667
5196 | 1.3116 | 277.7778 | 38.6667
5197 | 1.4198 | 277.7778 | 38.6667
5198 | 1.4228 | 277.7778 | 38.6667
5199 | 1.3726 | 277.7778 | 38.6667
5200 | 1.4352 | 277.7778 | 38.6667
5201 | 1.623 | 277.7778 | 38.6667
5202 | 1.6547 | 277.7778 | 38.6667
5203 | 1.7141 | 277.7778 | 38.6667
5204 | 1.6365 | 277.7778 | 38.6667
5205 | 1.5314 | 277.7778 | 38.6667
5206 | 1.5216 | 277.7778 | 38.6667
5207 | 1.2247 | 277.7778 | 38.6667
5208 | 1.0808 | 277.7778 | 38.6667
5209 | 0.90476 | 277.7778 | 38.6667
5210 | 1.0489 | 277.7778 | 38.6667
5211 | 0.98064 | 277.7778 | 38.6667
5212 | 1.0093 | 277.7778 | 38.6667
5213 | 1.0876 | 277.7778 | 38.6667
5214 | 1.2615 | 277.7778 | 38.6667
5215 | 1.3619 | 277.7778 | 38.6667
5216 | 1.3787 | 277.7778 | 38.6667
5217 | 1.2645 | 277.7778 | 38.6667
5218 | 1.2859 | 277.7778 | 38.6667
5219 | 1.1585 | 277.7778 | 38.6667
5220 | 1.1312 | 277.7778 | 38.6667
5221 | 1.1333 | 277.7778 | 38.6667
5222 | 1.261 | 277.7778 | 38.6667
5223 | 1.2642 | 277.7778 | 38.6667
5224 | 1.296 | 277.7778 | 38.6667
5225 | 1.4215 | 277.7778 | 38.6667
5226 | 1.5356 | 277.7778 | 38.6667
5227 | 1.5358 | 277.7778 | 38.6667
5228 | 1.5232 | 277.7778 | 38.6667
5229 | 1.399 | 277.7778 | 38.6667
5230 | 1.3592 | 277.7778 | 38.6667
5231 | 1.1937 | 277.7778 | 38.6667
5232 | 1.1255 | 277.7778 | 38.6667
5233 | 1.0801 | 277.7778 | 38.6667
5234 | 0.92691 | 277.7778 | 38.6667
5235 | 1.0043 | 277.7778 | 38.6667
5236 | 1.0455 | 277.7778 | 38.6667
5237 | 1.1235 | 277.7778 | 38.6667
5238 | 1.3247 | 277.7778 | 38.6667
5239 | 1.5748 | 277.7778 | 38.6667
5240 | 1.6076 | 277.7778 | 38.6667
5241 | 1.5271 | 277.7778 | 38.6667
5242 | 1.4435 | 277.7778 | 38.6667
5243 | 1.3115 | 277.7778 | 38.6667
5244 | 1.2661 | 277.7778 | 38.6667
5245 | 1.2641 | 277.7778 | 38.6667
5246 | 1.2387 | 277.7778 | 38.6667
5247 | 1.2383 | 277.7778 | 38.6667
5248 | 1.3591 | 277.7778 | 38.6667
5249 | 1.3674 | 277.7778 | 38.6667
5250 | 1.3943 | 277.7778 | 38.6667
5251 | 1.3969 | 277.7778 | 38.6667
5252 | 1.355 | 277.7778 | 38.6667
5253 | 1.3307 | 277.7778 | 38.6667
5254 | 1.2425 | 277.7778 | 38.6667
5255 | 1.1179 | 277.7778 | 38.6667
5256 | 1.0796 | 277.7778 | 38.6667
5257 | 1.168 | 277.7778 | 38.6667
5258 | 1.1434 | 277.7778 | 38.6667
5259 | 1.1394 | 277.7778 | 38.6667
5260 | 1.1171 | 277.7778 | 38.6667
5261 | 1.1157 | 277.7778 | 38.6667
5262 | 1.3732 | 277.7778 | 38.6667
5263 | 1.4602 | 277.7778 | 38.6667
5264 | 1.5588 | 277.7778 | 38.6667
5265 | 1.5288 | 277.7778 | 38.6667
5266 | 1.4188 | 277.7778 | 38.6667
5267 | 1.4412 | 277.7778 | 38.6667
5268 | 1.4081 | 277.7778 | 38.6667
5269 | 1.2325 | 277.7778 | 38.6667
5270 | 1.2032 | 277.7778 | 38.6667
5271 | 1.2138 | 277.7778 | 38.6667
5272 | 1.1554 | 277.7778 | 38.6667
5273 | 1.2862 | 277.7778 | 38.6667
5274 | 1.3446 | 277.7778 | 38.6667
5275 | 1.4695 | 277.7778 | 38.6667
5276 | 1.4201 | 277.7778 | 38.6667
5277 | 1.407 | 277.7778 | 38.6667
5278 | 1.2329 | 277.7778 | 38.6667
5279 | 1.1207 | 277.7778 | 38.6667
5280 | 0.99337 | 277.7778 | 38.6667
5281 | 1.0417 | 277.7778 | 38.6667
5282 | 1.0403 | 277.7778 | 38.6667
5283 | 1.027 | 277.7778 | 38.6667
5284 | 1.0901 | 277.7778 | 38.6667
5285 | 1.1405 | 277.7778 | 38.6667
5286 | 1.4262 | 277.7778 | 38.6667
5287 | 1.5337 | 277.7778 | 38.6667
5288 | 1.4209 | 277.7778 | 38.6667
5289 | 1.4363 | 277.7778 | 38.6667
5290 | 1.4259 | 277.7778 | 38.6667
5291 | 1.4013 | 277.7778 | 38.6667
5292 | 1.4131 | 277.7778 | 38.6667
5293 | 1.3433 | 277.7778 | 38.6667
5294 | 1.2755 | 277.7778 | 38.6667
5295 | 1.2524 | 277.7778 | 38.6667
5296 | 1.2701 | 277.7778 | 38.6667
5297 | 1.3925 | 277.7778 | 38.6667
5298 | 1.6021 | 277.7778 | 38.6667
5299 | 1.6379 | 277.7778 | 38.6667
5300 | 1.459 | 277.7778 | 38.6667
5301 | 1.3979 | 277.7778 | 38.6667
5302 | 1.3129 | 277.7778 | 38.6667
5303 | 1.1219 | 277.7778 | 38.6667
5304 | 0.93545 | 277.7778 | 38.6667
5305 | 0.86245 | 277.7778 | 38.6667
5306 | 0.99937 | 277.7778 | 38.6667
5307 | 0.95194 | 277.7778 | 38.6667
5308 | 1.0349 | 277.7778 | 38.6667
5309 | 1.1064 | 277.7778 | 38.6667
5310 | 1.3145 | 277.7778 | 38.6667
5311 | 1.2863 | 277.7778 | 38.6667
5312 | 1.0676 | 277.7778 | 38.6667
5313 | 1.203 | 277.7778 | 38.6667
5314 | 1.0992 | 277.7778 | 38.6667
5315 | 0.99014 | 277.7778 | 38.6667
5316 | 0.93146 | 277.7778 | 38.6667
5317 | 0.73977 | 277.7778 | 38.6667
5318 | 0.68554 | 277.7778 | 38.6667
5319 | 0.66073 | 277.7778 | 38.6667
5320 | 0.68739 | 277.7778 | 38.6667
5321 | 0.89234 | 277.7778 | 38.6667
5322 | 1.0568 | 277.7778 | 38.6667
5323 | 1.3157 | 277.7778 | 38.6667
5324 | 1.4387 | 277.7778 | 38.6667
5325 | 1.3221 | 277.7778 | 38.6667
5326 | 1.1358 | 277.7778 | 38.6667
5327 | 1.0556 | 277.7778 | 38.6667
5328 | 0.8843 | 277.7778 | 38.6667
5329 | 0.77052 | 277.7778 | 38.6667
5330 | 0.71559 | 277.7778 | 38.6667
5331 | 0.64982 | 277.7778 | 38.6667
5332 | 0.68461 | 277.7778 | 38.6667
5333 | 0.68632 | 277.7778 | 38.6667
5334 | 0.65154 | 277.7778 | 38.6667
5335 | 0.7966 | 277.7778 | 38.6667
5336 | 0.80886 | 277.7778 | 38.6667
5337 | 0.72536 | 277.7778 | 38.6667
5338 | 0.56639 | 277.7778 | 38.6667
5339 | -0.51706 | 277.7778 | 38.6667
5340 | 0.70998 | 277.7778 | 38.6667
5341 | 0.55329 | 277.7778 | 38.6667
5342 | 0.50773 | 277.7778 | 38.6667
5343 | 0.50278 | 277.7778 | 38.6667
5344 | 0.59379 | 277.7778 | 38.6667
5345 | 0.7142 | 277.7778 | 38.6667
5346 | 1.0448 | 277.7778 | 38.6667
5347 | 1.1472 | 277.7778 | 38.6667
5348 | 1.2105 | 277.7778 | 38.6667
5349 | 1.2695 | 277.7778 | 38.6667
5350 | 1.0592 | 277.7778 | 38.6667
5351 | 0.87702 | 277.7778 | 38.6667
5352 | 0.87586 | 277.7778 | 38.6667
5353 | 0.76702 | 277.7778 | 38.6667
5354 | 0.67312 | 277.7778 | 38.6667
5355 | 0.76784 | 277.7778 | 38.6667
5356 | 0.90189 | 277.7778 | 38.6667
5357 | 1.0091 | 277.7778 | 38.6667
5358 | 1.2497 | 277.7778 | 38.6667
5359 | 1.3562 | 277.7778 | 38.6667
5360 | 1.3407 | 277.7778 | 38.6667
5361 | 1.2134 | 277.7778 | 38.6667
5362 | 1.216 | 277.7778 | 38.6667
5363 | 1.1978 | 277.7778 | 38.6667
5364 | 1.1767 | 277.7778 | 38.6667
5365 | 1.0915 | 277.7778 | 38.6667
5366 | 1.2553 | 277.7778 | 38.6667
5367 | 1.2244 | 277.7778 | 38.6667
5368 | 1.1386 | 277.7778 | 38.6667
5369 | 1.3775 | 277.7778 | 38.6667
5370 | 1.4626 | 277.7778 | 38.6667
5371 | 1.6046 | 277.7778 | 38.6667
5372 | 1.3991 | 277.7778 | 38.6667
5373 | 1.3851 | 277.7778 | 38.6667
5374 | 1.182 | 277.7778 | 38.6667
5375 | 1.0349 | 277.7778 | 38.6667
5376 | 1.1368 | 277.7778 | 38.6667
5377 | 1.1284 | 277.7778 | 38.6667
5378 | 1.0913 | 277.7778 | 38.6667
5379 | 1.087 | 277.7778 | 38.6667
5380 | 1.094 | 277.7778 | 38.6667
5381 | 1.1564 | 277.7778 | 38.6667
5382 | 1.2625 | 277.7778 | 38.6667
5383 | 1.4166 | 277.7778 | 38.6667
5384 | 1.5606 | 277.7778 | 38.6667
5385 | 1.3625 | 277.7778 | 38.6667
5386 | 1.4197 | 277.7778 | 38.6667
5387 | 1.237 | 277.7778 | 38.6667
5388 | 1.1636 | 277.7778 | 38.6667
5389 | 1.059 | 277.7778 | 38.6667
5390 | 0.99138 | 277.7778 | 38.6667
5391 | 0.97448 | 277.7778 | 38.6667
5392 | 1.1208 | 277.7778 | 38.6667
5393 | 1.2317 | 277.7778 | 38.6667
5394 | 1.3307 | 277.7778 | 38.6667
5395 | 1.2561 | 277.7778 | 38.6667
5396 | 1.3075 | 277.7778 | 38.6667
5397 | 1.2638 | 277.7778 | 38.6667
5398 | 1.1246 | 277.7778 | 38.6667
5399 | 1.0017 | 277.7778 | 38.6667
5400 | 0.90203 | 277.7778 | 38.6667
5401 | 0.84243 | 277.7778 | 38.6667
5402 | 0.83338 | 277.7778 | 38.6667
5403 | 0.95436 | 277.7778 | 38.6667
5404 | 1.0381 | 277.7778 | 38.6667
5405 | 1.1871 | 277.7778 | 38.6667
5406 | 1.284 | 277.7778 | 38.6667
5407 | 1.3161 | 277.7778 | 38.6667
5408 | 1.2127 | 277.7778 | 38.6667
5409 | 1.0846 | 277.7778 | 38.6667
5410 | 0.96194 | 277.7778 | 38.6667
5411 | 1.0341 | 277.7778 | 38.6667
5412 | 1.0369 | 277.7778 | 38.6667
5413 | 1.0254 | 277.7778 | 38.6667
5414 | 1.0068 | 277.7778 | 38.6667
5415 | 1.0931 | 277.7778 | 38.6667
5416 | 1.0975 | 277.7778 | 38.6667
5417 | 1.2128 | 277.7778 | 38.6667
5418 | 1.2359 | 277.7778 | 38.6667
5419 | 1.3878 | 277.7778 | 38.6667
5420 | 1.4782 | 277.7778 | 38.6667
5421 | 1.4153 | 277.7778 | 38.6667
5422 | 1.1475 | 277.7778 | 38.6667
5423 | 1.135 | 277.7778 | 38.6667
5424 | 1.075 | 277.7778 | 38.6667
5425 | 1.0611 | 277.7778 | 38.6667
5426 | 1.063 | 277.7778 | 38.6667
5427 | 1.0469 | 277.7778 | 38.6667
5428 | 1.0451 | 277.7778 | 38.6667
5429 | 1.1028 | 277.7778 | 38.6667
5430 | 1.2528 | 277.7778 | 38.6667
5431 | 1.4176 | 277.7778 | 38.6667
5432 | 1.3198 | 277.7778 | 38.6667
5433 | 1.1048 | 277.7778 | 38.6667
5434 | 0.90981 | 277.7778 | 38.6667
5435 | 0.89276 | 277.7778 | 38.6667
5436 | 0.90508 | 277.7778 | 38.6667
5437 | 0.88063 | 277.7778 | 38.6667
5438 | 0.85844 | 277.7778 | 38.6667
5439 | 1.0314 | 277.7778 | 38.6667
5440 | 1.0967 | 277.7778 | 38.6667
5441 | 1.2109 | 277.7778 | 38.6667
5442 | 1.3161 | 277.7778 | 38.6667
5443 | 1.4424 | 277.7778 | 38.6667
5444 | 1.4406 | 277.7778 | 38.6667
5445 | 1.337 | 277.7778 | 38.6667
5446 | 1.0831 | 277.7778 | 38.6667
5447 | 0.96968 | 277.7778 | 38.6667
5448 | 1.1263 | 277.7778 | 38.6667
5449 | 1.0895 | 277.7778 | 38.6667
5450 | 1.0336 | 277.7778 | 38.6667
5451 | 1.004 | 277.7778 | 38.6667
5452 | 1.0313 | 277.7778 | 38.6667
5453 | 1.1076 | 277.7778 | 38.6667
5454 | 1.0854 | 277.7778 | 38.6667
5455 | 1.3266 | 277.7778 | 38.6667
5456 | 1.2285 | 277.7778 | 38.6667
5457 | 1.1678 | 277.7778 | 38.6667
5458 | 1.2239 | 277.7778 | 38.6667
5459 | 1.1639 | 277.7778 | 38.6667
5460 | 1.1255 | 277.7778 | 38.6667
5461 | 1.015 | 277.7778 | 38.6667
5462 | 0.9935 | 277.7778 | 38.6667
5463 | 1.1352 | 277.7778 | 38.6667
5464 | 1.2116 | 277.7778 | 38.6667
5465 | 1.4417 | 277.7778 | 38.6667
5466 | 1.3621 | 277.7778 | 38.6667
5467 | 1.3987 | 277.7778 | 38.6667
5468 | 1.3596 | 277.7778 | 38.6667
5469 | 1.4412 | 277.7778 | 38.6667
5470 | 1.3177 | 277.7778 | 38.6667
5471 | 1.2221 | 277.7778 | 38.6667
5472 | 1.196 | 277.7778 | 38.6667
5473 | 1.1557 | 277.7778 | 38.6667
5474 | 1.1216 | 277.7778 | 38.6667
5475 | 1.086 | 277.7778 | 38.6667
5476 | 1.0691 | 277.7778 | 38.6667
5477 | 1.0607 | 277.7778 | 38.6667
5478 | 1.0748 | 277.7778 | 38.6667
5479 | 1.2799 | 277.7778 | 38.6667
5480 | 1.3107 | 277.7778 | 38.6667
5481 | 1.1445 | 277.7778 | 38.6667
5482 | 1.0327 | 277.7778 | 38.6667
5483 | 1.0602 | 277.7778 | 38.6667
5484 | 1.1124 | 277.7778 | 38.6667
5485 | 1.0795 | 277.7778 | 38.6667
5486 | 1.06 | 277.7778 | 38.6667
5487 | 1.0618 | 277.7778 | 38.6667
5488 | 1.1794 | 277.7778 | 38.6667
5489 | 1.1951 | 277.7778 | 38.6667
5490 | 1.2502 | 277.7778 | 38.6667
5491 | 1.4154 | 277.7778 | 38.6667
5492 | 1.3875 | 277.7778 | 38.6667
5493 | 1.2465 | 277.7778 | 38.6667
5494 | 1.1519 | 277.7778 | 38.6667
5495 | 1.1315 | 277.7778 | 38.6667
5496 | 1.1258 | 277.7778 | 38.6667
5497 | 1.0104 | 277.7778 | 38.6667
5498 | 0.88997 | 277.7778 | 38.6667
5499 | 0.85963 | 277.7778 | 38.6667
5500 | 0.79336 | 277.7778 | 38.6667
5501 | 0.79515 | 277.7778 | 38.6667
5502 | 0.74074 | 277.7778 | 38.6667
5503 | 0.74326 | 277.7778 | 38.6667
5504 | 0.83792 | 277.7778 | 38.6667
5505 | 0.77213 | 277.7778 | 38.6667
5506 | 0.7296 | 277.7778 | 38.6667
5507 | 0.77039 | 277.7778 | 38.6667
5508 | 0.75273 | 277.7778 | 38.6667
5509 | 0.76959 | 277.7778 | 38.6667
5510 | 0.80804 | 277.7778 | 38.6667
5511 | 0.89787 | 277.7778 | 38.6667
5512 | 0.93602 | 277.7778 | 38.6667
5513 | 1.1133 | 277.7778 | 38.6667
5514 | 1.2684 | 277.7778 | 38.6667
5515 | 1.395 | 277.7778 | 38.6667
5516 | 1.1179 | 277.7778 | 38.6667
5517 | 1.1301 | 277.7778 | 38.6667
5518 | 1.2758 | 277.7778 | 38.6667
5519 | 1.2023 | 277.7778 | 38.6667
5520 | 1.1594 | 277.7778 | 38.6667
5521 | 1.1212 | 277.7778 | 38.6667
5522 | 1.1167 | 277.7778 | 38.6667
5523 | 1.1098 | 277.7778 | 38.6667
5524 | 1.1187 | 277.7778 | 38.6667
5525 | 1.3343 | 277.7778 | 38.6667
5526 | 1.4926 | 277.7778 | 38.6667
5527 | 1.7574 | 277.7778 | 38.6667
5528 | 1.7574 | 277.7778 | 38.6667
5529 | 1.7111 | 277.7778 | 38.6667
5530 | 1.8798 | 277.7778 | 38.6667
5531 | 3.0325 | 277.7778 | 38.6667
5532 | 2.5165 | 277.7778 | 38.6667
5533 | 2.0618 | 277.7778 | 38.6667
5534 | 1.8071 | 277.7778 | 38.6667
5535 | 1.6461 | 277.7778 | 38.6667
5536 | 1.6096 | 277.7778 | 38.6667
5537 | 1.7315 | 277.7778 | 38.6667
5538 | 1.7162 | 277.7778 | 38.6667
5539 | 1.7461 | 277.7778 | 38.6667
5540 | 1.6309 | 277.7778 | 38.6667
5541 | 1.5794 | 277.7778 | 38.6667
5542 | 1.4094 | 277.7778 | 38.6667
5543 | 1.2425 | 277.7778 | 38.6667
5544 | 0.99053 | 277.7778 | 38.6667
5545 | 1.0109 | 277.7778 | 38.6667
5546 | 0.97698 | 277.7778 | 38.6667
5547 | 0.97615 | 277.7778 | 38.6667
5548 | 0.98746 | 277.7778 | 38.6667
5549 | 1.0883 | 277.7778 | 38.6667
5550 | 1.3226 | 277.7778 | 38.6667
5551 | 1.4607 | 277.7778 | 38.6667
5552 | 1.6241 | 277.7778 | 38.6667
5553 | 1.5951 | 277.7778 | 38.6667
5554 | 1.5865 | 277.7778 | 38.6667
5555 | 1.5919 | 277.7778 | 38.6667
5556 | 1.4984 | 277.7778 | 38.6667
5557 | 1.4211 | 277.7778 | 38.6667
5558 | 1.4148 | 277.7778 | 38.6667
5559 | 1.414 | 277.7778 | 38.6667
5560 | 1.4027 | 277.7778 | 38.6667
5561 | 1.4552 | 277.7778 | 38.6667
5562 | 1.4963 | 277.7778 | 38.6667
5563 | 1.5912 | 277.7778 | 38.6667
5564 | 1.5074 | 277.7778 | 38.6667
5565 | 1.4981 | 277.7778 | 38.6667
5566 | 1.3475 | 277.7778 | 38.6667
5567 | 1.0556 | 277.7778 | 38.6667
5568 | 1.1336 | 277.7778 | 38.6667
5569 | 1.0976 | 277.7778 | 38.6667
5570 | 1.056 | 277.7778 | 38.6667
5571 | 1.0861 | 277.7778 | 38.6667
5572 | 1.0906 | 277.7778 | 38.6667
5573 | 1.1325 | 277.7778 | 38.6667
5574 | 1.4258 | 277.7778 | 38.6667
5575 | 1.5729 | 277.7778 | 38.6667
5576 | 1.5135 | 277.7778 | 38.6667
5577 | 1.321 | 277.7778 | 38.6667
5578 | 1.4781 | 277.7778 | 38.6667
5579 | 1.4671 | 277.7778 | 38.6667
5580 | 1.4211 | 277.7778 | 38.6667
5581 | 1.3998 | 277.7778 | 38.6667
5582 | 1.36 | 277.7778 | 38.6667
5583 | 1.3902 | 277.7778 | 38.6667
5584 | 1.4205 | 277.7778 | 38.6667
5585 | 1.4663 | 277.7778 | 38.6667
5586 | 1.51 | 277.7778 | 38.6667
5587 | 1.5752 | 277.7778 | 38.6667
5588 | 1.6539 | 277.7778 | 38.6667
5589 | 1.6097 | 277.7778 | 38.6667
5590 | 1.3111 | 277.7778 | 38.6667
5591 | 1.3019 | 277.7778 | 38.6667
5592 | 1.2118 | 277.7778 | 38.6667
5593 | 1.2025 | 277.7778 | 38.6667
5594 | 1.1566 | 277.7778 | 38.6667
5595 | 1.1223 | 277.7778 | 38.6667
5596 | 1.139 | 277.7778 | 38.6667
5597 | 1.2012 | 277.7778 | 38.6667
5598 | 1.3968 | 277.7778 | 38.6667
5599 | 1.5661 | 277.7778 | 38.6667
5600 | 1.4721 | 277.7778 | 38.6667
5601 | 1.4516 | 277.7778 | 38.6667
5602 | 1.4355 | 277.7778 | 38.6667
5603 | 1.6318 | 277.7778 | 38.6667
5604 | 1.5102 | 277.7778 | 38.6667
5605 | 1.4704 | 277.7778 | 38.6667
5606 | 1.4479 | 277.7778 | 38.6667
5607 | 1.4997 | 277.7778 | 38.6667
5608 | 1.3846 | 277.7778 | 38.6667
5609 | 1.6643 | 277.7778 | 38.6667
5610 | 1.6664 | 277.7778 | 38.6667
5611 | 1.6358 | 277.7778 | 38.6667
5612 | 1.6009 | 277.7778 | 38.6667
5613 | 1.5661 | 277.7778 | 38.6667
5614 | 1.3823 | 277.7778 | 38.6667
5615 | 1.2104 | 277.7778 | 38.6667
5616 | 1.2545 | 277.7778 | 38.6667
5617 | 1.1979 | 277.7778 | 38.6667
5618 | 1.1729 | 277.7778 | 38.6667
5619 | 1.1233 | 277.7778 | 38.6667
5620 | 1.1404 | 277.7778 | 38.6667
5621 | 1.2032 | 277.7778 | 38.6667
5622 | 1.2983 | 277.7778 | 38.6667
5623 | 1.6304 | 277.7778 | 38.6667
5624 | 1.5722 | 277.7778 | 38.6667
5625 | 1.6004 | 277.7778 | 38.6667
5626 | 1.7027 | 277.7778 | 38.6667
5627 | 1.5392 | 277.7778 | 38.6667
5628 | 1.4398 | 277.7778 | 38.6667
5629 | 1.3942 | 277.7778 | 38.6667
5630 | 1.34 | 277.7778 | 38.6667
5631 | 1.4154 | 277.7778 | 38.6667
5632 | 1.4147 | 277.7778 | 38.6667
5633 | 1.6005 | 277.7778 | 38.6667
5634 | 1.7191 | 277.7778 | 38.6667
5635 | 1.5408 | 277.7778 | 38.6667
5636 | 1.5831 | 277.7778 | 38.6667
5637 | 1.4215 | 277.7778 | 38.6667
5638 | 1.349 | 277.7778 | 38.6667
5639 | 1.1954 | 277.7778 | 38.6667
5640 | 0.97927 | 277.7778 | 38.6667
5641 | 1.1007 | 277.7778 | 38.6667
5642 | 0.99693 | 277.7778 | 38.6667
5643 | 0.9659 | 277.7778 | 38.6667
5644 | 0.99969 | 277.7778 | 38.6667
5645 | 1.0211 | 277.7778 | 38.6667
5646 | 1.0419 | 277.7778 | 38.6667
5647 | 1.0305 | 277.7778 | 38.6667
5648 | 1.3245 | 277.7778 | 38.6667
5649 | 1.113 | 277.7778 | 38.6667
5650 | 1.0787 | 277.7778 | 38.6667
5651 | 1.0823 | 277.7778 | 38.6667
5652 | 1.0566 | 277.7778 | 38.6667
5653 | 0.98105 | 277.7778 | 38.6667
5654 | 0.98214 | 277.7778 | 38.6667
5655 | 0.99981 | 277.7778 | 38.6667
5656 | 1.1104 | 277.7778 | 38.6667
5657 | 1.3837 | 277.7778 | 38.6667
5658 | 1.3216 | 277.7778 | 38.6667
5659 | 1.3407 | 277.7778 | 38.6667
5660 | 1.3779 | 277.7778 | 38.6667
5661 | 1.3017 | 277.7778 | 38.6667
5662 | 1.3656 | 277.7778 | 38.6667
5663 | 1.134 | 277.7778 | 38.6667
5664 | 1.059 | 277.7778 | 38.6667
5665 | 0.98296 | 277.7778 | 38.6667
5666 | 0.90324 | 277.7778 | 38.6667
5667 | 0.84817 | 277.7778 | 38.6667
5668 | 0.85351 | 277.7778 | 38.6667
5669 | 0.81201 | 277.7778 | 38.6667
5670 | 0.92411 | 277.7778 | 38.6667
5671 | 1.1299 | 277.7778 | 38.6667
5672 | 1.2327 | 277.7778 | 38.6667
5673 | 1.1537 | 277.7778 | 38.6667
5674 | 1.1118 | 277.7778 | 38.6667
5675 | 1.1465 | 277.7778 | 38.6667
5676 | 1.0576 | 277.7778 | 38.6667
5677 | 0.95754 | 277.7778 | 38.6667
5678 | 0.88974 | 277.7778 | 38.6667
5679 | 0.85108 | 277.7778 | 38.6667
5680 | 0.86136 | 277.7778 | 38.6667
5681 | 0.98622 | 277.7778 | 38.6667
5682 | 1.1179 | 277.7778 | 38.6667
5683 | 1.1208 | 277.7778 | 38.6667
5684 | 1.0894 | 277.7778 | 38.6667
5685 | 1.1509 | 277.7778 | 38.6667
5686 | 1.2093 | 277.7778 | 38.6667
5687 | 1.1468 | 277.7778 | 38.6667
5688 | 0.93774 | 277.7778 | 38.6667
5689 | 0.95563 | 277.7778 | 38.6667
5690 | 0.89009 | 277.7778 | 38.6667
5691 | 0.93518 | 277.7778 | 38.6667
5692 | 0.95081 | 277.7778 | 38.6667
5693 | 1.0059 | 277.7778 | 38.6667
5694 | 1.2922 | 277.7778 | 38.6667
5695 | 1.5256 | 277.7778 | 38.6667
5696 | 1.5562 | 277.7778 | 38.6667
5697 | 1.4846 | 277.7778 | 38.6667
5698 | 1.4372 | 277.7778 | 38.6667
5699 | 1.4691 | 277.7778 | 38.6667
5700 | 1.4191 | 277.7778 | 38.6667
5701 | 1.4314 | 277.7778 | 38.6667
5702 | 1.4496 | 277.7778 | 38.6667
5703 | 1.4263 | 277.7778 | 38.6667
5704 | 1.5383 | 277.7778 | 38.6667
5705 | 1.5779 | 277.7778 | 38.6667
5706 | 1.6099 | 277.7778 | 38.6667
5707 | 1.6298 | 277.7778 | 38.6667
5708 | 1.563 | 277.7778 | 38.6667
5709 | 1.5941 | 277.7778 | 38.6667
5710 | 1.5537 | 277.7778 | 38.6667
5711 | 1.2453 | 277.7778 | 38.6667
5712 | 1.1483 | 277.7778 | 38.6667
5713 | 1.1524 | 277.7778 | 38.6667
5714 | 1.1127 | 277.7778 | 38.6667
5715 | 1.1309 | 277.7778 | 38.6667
5716 | 1.1462 | 277.7778 | 38.6667
5717 | 1.4113 | 277.7778 | 38.6667
5718 | 1.3957 | 277.7778 | 38.6667
5719 | 1.7084 | 277.7778 | 38.6667
5720 | 1.7733 | 277.7778 | 38.6667
5721 | 1.6291 | 277.7778 | 38.6667
5722 | 1.5805 | 277.7778 | 38.6667
5723 | 1.6166 | 277.7778 | 38.6667
5724 | 1.5866 | 277.7778 | 38.6667
5725 | 1.5747 | 277.7778 | 38.6667
5726 | 1.4744 | 277.7778 | 38.6667
5727 | 1.5297 | 277.7778 | 38.6667
5728 | 1.5772 | 277.7778 | 38.6667
5729 | 1.6664 | 277.7778 | 38.6667
5730 | 1.6322 | 277.7778 | 38.6667
5731 | 1.6876 | 277.7778 | 38.6667
5732 | 1.6354 | 277.7778 | 38.6667
5733 | 1.5664 | 277.7778 | 38.6667
5734 | 1.3744 | 277.7778 | 38.6667
5735 | 1.2815 | 277.7778 | 38.6667
5736 | 1.1479 | 277.7778 | 38.6667
5737 | 1.1208 | 277.7778 | 38.6667
5738 | 1.2275 | 277.7778 | 38.6667
5739 | 1.1641 | 277.7778 | 38.6667
5740 | 1.2709 | 277.7778 | 38.6667
5741 | 1.2705 | 277.7778 | 38.6667
5742 | 1.5181 | 277.7778 | 38.6667
5743 | 1.6348 | 277.7778 | 38.6667
5744 | 1.6583 | 277.7778 | 38.6667
5745 | 1.6346 | 277.7778 | 38.6667
5746 | 1.7894 | 277.7778 | 38.6667
5747 | 1.8385 | 277.7778 | 38.6667
5748 | 1.6602 | 277.7778 | 38.6667
5749 | 1.7152 | 277.7778 | 38.6667
5750 | 1.472 | 277.7778 | 38.6667
5751 | 1.6029 | 277.7778 | 38.6667
5752 | 1.6097 | 277.7778 | 38.6667
5753 | 1.7359 | 277.7778 | 38.6667
5754 | 1.7042 | 277.7778 | 38.6667
5755 | 1.7513 | 277.7778 | 38.6667
5756 | 1.7149 | 277.7778 | 38.6667
5757 | 1.5872 | 277.7778 | 38.6667
5758 | 1.5821 | 277.7778 | 38.6667
5759 | 1.3268 | 277.7778 | 38.6667
5760 | 1.3007 | 277.7778 | 38.6667
5761 | 1.1812 | 277.7778 | 38.6667
5762 | 1.1304 | 277.7778 | 38.6667
5763 | 1.1533 | 277.7778 | 38.6667
5764 | 1.1711 | 277.7778 | 38.6667
5765 | 1.306 | 277.7778 | 38.6667
5766 | 1.5161 | 277.7778 | 38.6667
5767 | 1.6412 | 277.7778 | 38.6667
5768 | 1.6507 | 277.7778 | 38.6667
5769 | 1.7141 | 277.7778 | 38.6667
5770 | 1.5597 | 277.7778 | 38.6667
5771 | 1.5669 | 277.7778 | 38.6667
5772 | 1.494 | 277.7778 | 38.6667
5773 | 1.4944 | 277.7778 | 38.6667
5774 | 1.5244 | 277.7778 | 38.6667
5775 | 1.655 | 277.7778 | 38.6667
5776 | 1.6828 | 277.7778 | 38.6667
5777 | 1.8177 | 277.7778 | 38.6667
5778 | 1.8195 | 277.7778 | 38.6667
5779 | 1.8126 | 277.7778 | 38.6667
5780 | 1.7869 | 277.7778 | 38.6667
5781 | 1.6752 | 277.7778 | 38.6667
5782 | 1.4854 | 277.7778 | 38.6667
5783 | 1.465 | 277.7778 | 38.6667
5784 | 1.2545 | 277.7778 | 38.6667
5785 | 1.1799 | 277.7778 | 38.6667
5786 | 1.1295 | 277.7778 | 38.6667
5787 | 1.1514 | 277.7778 | 38.6667
5788 | 1.1767 | 277.7778 | 38.6667
5789 | 1.0608 | 277.7778 | 38.6667
5790 | 1.3727 | 277.7778 | 38.6667
5791 | 1.5691 | 277.7778 | 38.6667
5792 | 1.5013 | 277.7778 | 38.6667
5793 | 1.518 | 277.7778 | 38.6667
5794 | 1.4727 | 277.7778 | 38.6667
5795 | 1.4617 | 277.7778 | 38.6667
5796 | 1.3746 | 277.7778 | 38.6667
5797 | 1.3399 | 277.7778 | 38.6667
5798 | 1.2726 | 277.7778 | 38.6667
5799 | 1.3529 | 277.7778 | 38.6667
5800 | 1.2762 | 277.7778 | 38.6667
5801 | 1.4924 | 277.7778 | 38.6667
5802 | 1.5752 | 277.7778 | 38.6667
5803 | 1.5804 | 277.7778 | 38.6667
5804 | 1.6118 | 277.7778 | 38.6667
5805 | 1.4953 | 277.7778 | 38.6667
5806 | 1.3979 | 277.7778 | 38.6667
5807 | 1.0847 | 277.7778 | 38.6667
5808 | 1.3224 | 277.7778 | 38.6667
5809 | 1.1401 | 277.7778 | 38.6667
5810 | 1.1149 | 277.7778 | 38.6667
5811 | 1.0801 | 277.7778 | 38.6667
5812 | 1.0689 | 277.7778 | 38.6667
5813 | 1.1102 | 277.7778 | 38.6667
5814 | 1.1212 | 277.7778 | 38.6667
5815 | 1.1626 | 277.7778 | 38.6667
5816 | 1.2745 | 277.7778 | 38.6667
5817 | 1.1898 | 277.7778 | 38.6667
5818 | 1.1568 | 277.7778 | 38.6667
5819 | 1.0918 | 277.7778 | 38.6667
5820 | 1.089 | 277.7778 | 38.6667
5821 | 1.0685 | 277.7778 | 38.6667
5822 | 1.0574 | 277.7778 | 38.6667
5823 | 1.057 | 277.7778 | 38.6667
5824 | 1.3424 | 277.7778 | 38.6667
5825 | 1.1767 | 277.7778 | 38.6667
5826 | 1.3609 | 277.7778 | 38.6667
5827 | 1.4112 | 277.7778 | 38.6667
5828 | 1.4482 | 277.7778 | 38.6667
5829 | 1.3258 | 277.7778 | 38.6667
5830 | 1.241 | 277.7778 | 38.6667
5831 | 1.2009 | 277.7778 | 38.6667
5832 | 1.0954 | 277.7778 | 38.6667
5833 | 1.0003 | 277.7778 | 38.6667
5834 | 0.93413 | 277.7778 | 38.6667
5835 | 0.86529 | 277.7778 | 38.6667
5836 | 1.0547 | 277.7778 | 38.6667
5837 | 1.0566 | 277.7778 | 38.6667
5838 | 1.0075 | 277.7778 | 38.6667
5839 | 1.1043 | 277.7778 | 38.6667
5840 | 1.3274 | 277.7778 | 38.6667
5841 | 1.0584 | 277.7778 | 38.6667
5842 | 1.0521 | 277.7778 | 38.6667
5843 | 1.0608 | 277.7778 | 38.6667
5844 | 0.96459 | 277.7778 | 38.6667
5845 | 0.8371 | 277.7778 | 38.6667
5846 | 0.77722 | 277.7778 | 38.6667
5847 | 0.84524 | 277.7778 | 38.6667
5848 | 0.86482 | 277.7778 | 38.6667
5849 | 1.0458 | 277.7778 | 38.6667
5850 | 1.2317 | 277.7778 | 38.6667
5851 | 1.3684 | 277.7778 | 38.6667
5852 | 1.4698 | 277.7778 | 38.6667
5853 | 1.2659 | 277.7778 | 38.6667
5854 | 1.2447 | 277.7778 | 38.6667
5855 | 1.1453 | 277.7778 | 38.6667
5856 | 1.0325 | 277.7778 | 38.6667
5857 | 0.97974 | 277.7778 | 38.6667
5858 | 0.91563 | 277.7778 | 38.6667
5859 | 0.88317 | 277.7778 | 38.6667
5860 | 0.88235 | 277.7778 | 38.6667
5861 | 1.137 | 277.7778 | 38.6667
5862 | 1.4213 | 277.7778 | 38.6667
5863 | 1.5016 | 277.7778 | 38.6667
5864 | 1.5168 | 277.7778 | 38.6667
5865 | 1.4274 | 277.7778 | 38.6667
5866 | 1.1413 | 277.7778 | 38.6667
5867 | 1.1562 | 277.7778 | 38.6667
5868 | 1.0268 | 277.7778 | 38.6667
5869 | 0.98088 | 277.7778 | 38.6667
5870 | 0.95343 | 277.7778 | 38.6667
5871 | 1.0641 | 277.7778 | 38.6667
5872 | 1.0846 | 277.7778 | 38.6667
5873 | 1.1533 | 277.7778 | 38.6667
5874 | 1.3566 | 277.7778 | 38.6667
5875 | 1.5035 | 277.7778 | 38.6667
5876 | 1.3855 | 277.7778 | 38.6667
5877 | 1.2223 | 277.7778 | 38.6667
5878 | 0.97148 | 277.7778 | 38.6667
5879 | 0.91502 | 277.7778 | 38.6667
5880 | 0.99597 | 277.7778 | 38.6667
5881 | 0.9933 | 277.7778 | 38.6667
5882 | 0.96269 | 277.7778 | 38.6667
5883 | 1.0801 | 277.7778 | 38.6667
5884 | 1.1151 | 277.7778 | 38.6667
5885 | 1.1281 | 277.7778 | 38.6667
5886 | 1.145 | 277.7778 | 38.6667
5887 | 1.591 | 277.7778 | 38.6667
5888 | 1.5507 | 277.7778 | 38.6667
5889 | 1.3098 | 277.7778 | 38.6667
5890 | 1.508 | 277.7778 | 38.6667
5891 | 1.5621 | 277.7778 | 38.6667
5892 | 1.5417 | 277.7778 | 38.6667
5893 | 1.527 | 277.7778 | 38.6667
5894 | 1.5018 | 277.7778 | 38.6667
5895 | 1.5697 | 277.7778 | 38.6667
5896 | 1.3507 | 277.7778 | 38.6667
5897 | 1.4523 | 277.7778 | 38.6667
5898 | 1.5836 | 277.7778 | 38.6667
5899 | 1.7054 | 277.7778 | 38.6667
5900 | 1.6333 | 277.7778 | 38.6667
5901 | 1.5079 | 277.7778 | 38.6667
5902 | 1.2938 | 277.7778 | 38.6667
5903 | 1.2691 | 277.7778 | 38.6667
5904 | 1.1572 | 277.7778 | 38.6667
5905 | 1.0611 | 277.7778 | 38.6667
5906 | 1.0594 | 277.7778 | 38.6667
5907 | 1.0434 | 277.7778 | 38.6667
5908 | 1.0638 | 277.7778 | 38.6667
5909 | 1.2765 | 277.7778 | 38.6667
5910 | 1.479 | 277.7778 | 38.6667
5911 | 1.5811 | 277.7778 | 38.6667
5912 | 1.6663 | 277.7778 | 38.6667
5913 | 1.9362 | 277.7778 | 38.6667
5914 | 1.7025 | 277.7778 | 38.6667
5915 | 1.6788 | 277.7778 | 38.6667
5916 | 1.6011 | 277.7778 | 38.6667
5917 | 1.5492 | 277.7778 | 38.6667
5918 | 1.5106 | 277.7778 | 38.6667
5919 | 1.5039 | 277.7778 | 38.6667
5920 | 1.6152 | 277.7778 | 38.6667
5921 | 1.6039 | 277.7778 | 38.6667
5922 | 1.7229 | 277.7778 | 38.6667
5923 | 1.7054 | 277.7778 | 38.6667
5924 | 1.7083 | 277.7778 | 38.6667
5925 | 1.5 | 277.7778 | 38.6667
5926 | 1.3272 | 277.7778 | 38.6667
5927 | 1.2757 | 277.7778 | 38.6667
5928 | 1.2093 | 277.7778 | 38.6667
5929 | 1.1275 | 277.7778 | 38.6667
5930 | 1.0894 | 277.7778 | 38.6667
5931 | 1.0917 | 277.7778 | 38.6667
5932 | 1.1339 | 277.7778 | 38.6667
5933 | 1.0705 | 277.7778 | 38.6667
5934 | 1.3892 | 277.7778 | 38.6667
5935 | 1.5408 | 277.7778 | 38.6667
5936 | 1.5933 | 277.7778 | 38.6667
5937 | 1.7217 | 277.7778 | 38.6667
5938 | 1.5777 | 277.7778 | 38.6667
5939 | 1.2316 | 277.7778 | 38.6667
5940 | 1.2342 | 277.7778 | 38.6667
5941 | 1.0984 | 277.7778 | 38.6667
5942 | 1.0108 | 277.7778 | 38.6667
5943 | 1.1452 | 277.7778 | 38.6667
5944 | 1.4683 | 277.7778 | 38.6667
5945 | 1.4991 | 277.7778 | 38.6667
5946 | 1.6019 | 277.7778 | 38.6667
5947 | 1.666 | 277.7778 | 38.6667
5948 | 1.6155 | 277.7778 | 38.6667
5949 | 1.2666 | 277.7778 | 38.6667
5950 | 1.3199 | 277.7778 | 38.6667
5951 | 1.1604 | 277.7778 | 38.6667
5952 | 1.1425 | 277.7778 | 38.6667
5953 | 1.1911 | 277.7778 | 38.6667
5954 | 1.0366 | 277.7778 | 38.6667
5955 | 0.99882 | 277.7778 | 38.6667
5956 | 1.1379 | 277.7778 | 38.6667
5957 | 1.3133 | 277.7778 | 38.6667
5958 | 1.6272 | 277.7778 | 38.6667
5959 | 1.6591 | 277.7778 | 38.6667
5960 | 1.6309 | 277.7778 | 38.6667
5961 | 1.3551 | 277.7778 | 38.6667
5962 | 1.2783 | 277.7778 | 38.6667
5963 | 1.1803 | 277.7778 | 38.6667
5964 | 1.0449 | 277.7778 | 38.6667
5965 | 0.99666 | 277.7778 | 38.6667
5966 | 0.9794 | 277.7778 | 38.6667
5967 | 1.1283 | 277.7778 | 38.6667
5968 | 1.2444 | 277.7778 | 38.6667
5969 | 1.5221 | 277.7778 | 38.6667
5970 | 1.5589 | 277.7778 | 38.6667
5971 | 1.6008 | 277.7778 | 38.6667
5972 | 1.6195 | 277.7778 | 38.6667
5973 | 1.4961 | 277.7778 | 38.6667
5974 | 1.4189 | 277.7778 | 38.6667
5975 | 1.1853 | 277.7778 | 38.6667
5976 | 1.2636 | 277.7778 | 38.6667
5977 | 1.1544 | 277.7778 | 38.6667
5978 | 1.2039 | 277.7778 | 38.6667
5979 | 1.2344 | 277.7778 | 38.6667
5980 | 1.3891 | 277.7778 | 38.6667
5981 | 1.3721 | 277.7778 | 38.6667
5982 | 1.3871 | 277.7778 | 38.6667
5983 | 1.4448 | 277.7778 | 38.6667
5984 | 1.3586 | 277.7778 | 38.6667
5985 | 1.4401 | 277.7778 | 38.6667
5986 | 1.2802 | 277.7778 | 38.6667
5987 | 1.2591 | 277.7778 | 38.6667
5988 | 1.1 | 277.7778 | 38.6667
5989 | 1.0758 | 277.7778 | 38.6667
5990 | 1.062 | 277.7778 | 38.6667
5991 | 1.0795 | 277.7778 | 38.6667
5992 | 1.2357 | 277.7778 | 38.6667
5993 | 1.554 | 277.7778 | 38.6667
5994 | 1.6684 | 277.7778 | 38.6667
5995 | 1.7007 | 277.7778 | 38.6667
5996 | 1.697 | 277.7778 | 38.6667
5997 | 1.4323 | 277.7778 | 38.6667
5998 | 1.3563 | 277.7778 | 38.6667
5999 | 1.2277 | 277.7778 | 38.6667
6000 | 1.1899 | 277.7778 | 38.6667
6001 | 1.0154 | 277.7778 | 38.6667
6002 | 1.0362 | 277.7778 | 38.6667
6003 | 0.99617 | 277.7778 | 38.6667
6004 | 0.96413 | 277.7778 | 38.6667
6005 | 0.99626 | 277.7778 | 38.6667
6006 | 0.99859 | 277.7778 | 38.6667
6007 | 0.93155 | 277.7778 | 38.6667
6008 | 0.96171 | 277.7778 | 38.6667
6009 | 1.0555 | 277.7778 | 38.6667
6010 | 1.0209 | 277.7778 | 38.6667
6011 | 1.054 | 277.7778 | 38.6667
6012 | 1.0405 | 277.7778 | 38.6667
6013 | 1.0019 | 277.7778 | 38.6667
6014 | 1.0076 | 277.7778 | 38.6667
6015 | 1.0588 | 277.7778 | 38.6667
6016 | 1.2323 | 277.7778 | 38.6667
6017 | 1.4886 | 277.7778 | 38.6667
6018 | 1.3072 | 277.7778 | 38.6667
6019 | 1.6835 | 277.7778 | 38.6667
6020 | 1.4217 | 277.7778 | 38.6667
6021 | 1.6745 | 277.7778 | 38.6667
6022 | 1.398 | 277.7778 | 38.6667
6023 | 1.2941 | 277.7778 | 38.6667
6024 | 1.1793 | 277.7778 | 38.6667
6025 | 1.048 | 277.7778 | 38.6667
6026 | 1.041 | 277.7778 | 38.6667
6027 | 1.0692 | 277.7778 | 38.6667
6028 | 1.061 | 277.7778 | 38.6667
6029 | 1.3794 | 277.7778 | 38.6667
6030 | 1.5503 | 277.7778 | 38.6667
6031 | 1.8188 | 277.7778 | 38.6667
6032 | 1.9016 | 277.7778 | 38.6667
6033 | 1.7264 | 277.7778 | 38.6667
6034 | 1.6501 | 277.7778 | 38.6667
6035 | 1.7091 | 277.7778 | 38.6667
6036 | 1.4359 | 277.7778 | 38.6667
6037 | 1.6001 | 277.7778 | 38.6667
6038 | 1.6631 | 277.7778 | 38.6667
6039 | 1.4878 | 277.7778 | 38.6667
6040 | 1.4779 | 277.7778 | 38.6667
6041 | 1.751 | 277.7778 | 38.6667
6042 | 1.8001 | 277.7778 | 38.6667
6043 | 1.968 | 277.7778 | 38.6667
6044 | 2.0631 | 277.7778 | 38.6667
6045 | 1.8383 | 277.7778 | 38.6667
6046 | 1.4118 | 277.7778 | 38.6667
6047 | 1.1348 | 277.7778 | 38.6667
6048 | 1.2617 | 277.7778 | 38.6667
6049 | 1.1099 | 277.7778 | 38.6667
6050 | 1.0963 | 277.7778 | 38.6667
6051 | 1.074 | 277.7778 | 38.6667
6052 | 1.1858 | 277.7778 | 38.6667
6053 | 1.2607 | 277.7778 | 38.6667
6054 | 1.6463 | 277.7778 | 38.6667
6055 | 1.9435 | 277.7778 | 38.6667
6056 | 1.9004 | 277.7778 | 38.6667
6057 | 1.7058 | 277.7778 | 38.6667
6058 | 1.8942 | 277.7778 | 38.6667
6059 | 1.6599 | 277.7778 | 38.6667
6060 | 1.6321 | 277.7778 | 38.6667
6061 | 1.6796 | 277.7778 | 38.6667
6062 | 1.6032 | 277.7778 | 38.6667
6063 | 1.5491 | 277.7778 | 38.6667
6064 | 1.5022 | 277.7778 | 38.6667
6065 | 1.5645 | 277.7778 | 38.6667
6066 | 1.6431 | 277.7778 | 38.6667
6067 | 1.6639 | 277.7778 | 38.6667
6068 | 1.5655 | 277.7778 | 38.6667
6069 | 1.4277 | 277.7778 | 38.6667
6070 | 1.4761 | 277.7778 | 38.6667
6071 | 1.1654 | 277.7778 | 38.6667
6072 | 1.1236 | 277.7778 | 38.6667
6073 | 1.0699 | 277.7778 | 38.6667
6074 | 1.0362 | 277.7778 | 38.6667
6075 | 1.0439 | 277.7778 | 38.6667
6076 | 1.0346 | 277.7778 | 38.6667
6077 | 1.2002 | 277.7778 | 38.6667
6078 | 1.3078 | 277.7778 | 38.6667
6079 | 1.6509 | 277.7778 | 38.6667
6080 | 1.6577 | 277.7778 | 38.6667
6081 | 1.6189 | 277.7778 | 38.6667
6082 | 1.6133 | 277.7778 | 38.6667
6083 | 1.7177 | 277.7778 | 38.6667
6084 | 1.7229 | 277.7778 | 38.6667
6085 | 1.7236 | 277.7778 | 38.6667
6086 | 1.6834 | 277.7778 | 38.6667
6087 | 1.6632 | 277.7778 | 38.6667
6088 | 1.8032 | 277.7778 | 38.6667
6089 | 1.7976 | 277.7778 | 38.6667
6090 | 1.818 | 277.7778 | 38.6667
6091 | 2.1556 | 277.7778 | 38.6667
6092 | 1.9117 | 277.7778 | 38.6667
6093 | 1.6774 | 277.7778 | 38.6667
6094 | 1.4885 | 277.7778 | 38.6667
6095 | 1.284 | 277.7778 | 38.6667
6096 | 1.2111 | 277.7778 | 38.6667
6097 | 1.1274 | 277.7778 | 38.6667
6098 | 1.0825 | 277.7778 | 38.6667
6099 | 1.0762 | 277.7778 | 38.6667
6100 | 1.2393 | 277.7778 | 38.6667
6101 | 1.395 | 277.7778 | 38.6667
6102 | 1.6957 | 277.7778 | 38.6667
6103 | 1.8907 | 277.7778 | 38.6667
6104 | 2.0043 | 277.7778 | 38.6667
6105 | 2.0237 | 277.7778 | 38.6667
6106 | 1.9793 | 277.7778 | 38.6667
6107 | 1.8361 | 277.7778 | 38.6667
6108 | 1.6536 | 277.7778 | 38.6667
6109 | 1.6038 | 277.7778 | 38.6667
6110 | 1.6403 | 277.7778 | 38.6667
6111 | 1.6329 | 277.7778 | 38.6667
6112 | 1.6099 | 277.7778 | 38.6667
6113 | 1.8653 | 277.7778 | 38.6667
6114 | 1.8805 | 277.7778 | 38.6667
6115 | 1.8924 | 277.7778 | 38.6667
6116 | 1.8915 | 277.7778 | 38.6667
6117 | 1.5962 | 277.7778 | 38.6667
6118 | 1.5442 | 277.7778 | 38.6667
6119 | 1.2702 | 277.7778 | 38.6667
6120 | 1.1308 | 277.7778 | 38.6667
6121 | 1.1977 | 277.7778 | 38.6667
6122 | 1.109 | 277.7778 | 38.6667
6123 | 1.0534 | 277.7778 | 38.6667
6124 | 1.1616 | 277.7778 | 38.6667
6125 | 1.289 | 277.7778 | 38.6667
6126 | 1.6661 | 277.7778 | 38.6667
6127 | 1.892 | 277.7778 | 38.6667
6128 | 1.9349 | 277.7778 | 38.6667
6129 | 1.7911 | 277.7778 | 38.6667
6130 | 1.7304 | 277.7778 | 38.6667
6131 | 1.7183 | 277.7778 | 38.6667
6132 | 1.7187 | 277.7778 | 38.6667
6133 | 1.5622 | 277.7778 | 38.6667
6134 | 1.5081 | 277.7778 | 38.6667
6135 | 1.6813 | 277.7778 | 38.6667
6136 | 1.504 | 277.7778 | 38.6667
6137 | 1.5765 | 277.7778 | 38.6667
6138 | 1.6145 | 277.7778 | 38.6667
6139 | 1.6942 | 277.7778 | 38.6667
6140 | 1.6881 | 277.7778 | 38.6667
6141 | 1.4477 | 277.7778 | 38.6667
6142 | 1.2964 | 277.7778 | 38.6667
6143 | 1.1084 | 277.7778 | 38.6667
6144 | 1.2019 | 277.7778 | 38.6667
6145 | 1.2229 | 277.7778 | 38.6667
6146 | 1.1869 | 277.7778 | 38.6667
6147 | 1.0889 | 277.7778 | 38.6667
6148 | 1.1042 | 277.7778 | 38.6667
6149 | 1.0645 | 277.7778 | 38.6667
6150 | 1.2686 | 277.7778 | 38.6667
6151 | 1.3099 | 277.7778 | 38.6667
6152 | 1.3974 | 277.7778 | 38.6667
6153 | 1.5173 | 277.7778 | 38.6667
6154 | 1.4259 | 277.7778 | 38.6667
6155 | 1.4702 | 277.7778 | 38.6667
6156 | 1.3905 | 277.7778 | 38.6667
6157 | 1.2841 | 277.7778 | 38.6667
6158 | 1.2276 | 277.7778 | 38.6667
6159 | 1.2268 | 277.7778 | 38.6667
6160 | 1.2938 | 277.7778 | 38.6667
6161 | 1.5619 | 277.7778 | 38.6667
6162 | 1.5837 | 277.7778 | 38.6667
6163 | 1.6264 | 277.7778 | 38.6667
6164 | 1.565 | 277.7778 | 38.6667
6165 | 1.3617 | 277.7778 | 38.6667
6166 | 1.4973 | 277.7778 | 38.6667
6167 | 1.1548 | 277.7778 | 38.6667
6168 | 0.99908 | 277.7778 | 38.6667
6169 | 0.88707 | 277.7778 | 38.6667
6170 | 0.87392 | 277.7778 | 38.6667
6171 | 0.86129 | 277.7778 | 38.6667
6172 | 0.8213 | 277.7778 | 38.6667
6173 | 0.82063 | 277.7778 | 38.6667
6174 | 0.85853 | 277.7778 | 38.6667
6175 | 1.0256 | 277.7778 | 38.6667
6176 | 1.1234 | 277.7778 | 38.6667
6177 | 1.1292 | 277.7778 | 38.6667
6178 | 1.1879 | 277.7778 | 38.6667
6179 | 1.3353 | 277.7778 | 38.6667
6180 | 1.3757 | 277.7778 | 38.6667
6181 | 1.2536 | 277.7778 | 38.6667
6182 | 1.1406 | 277.7778 | 38.6667
6183 | 1.0823 | 277.7778 | 38.6667
6184 | 1.1835 | 277.7778 | 38.6667
6185 | 1.554 | 277.7778 | 38.6667
6186 | 1.5413 | 277.7778 | 38.6667
6187 | 1.5653 | 277.7778 | 38.6667
6188 | 1.6193 | 277.7778 | 38.6667
6189 | 1.4127 | 277.7778 | 38.6667
6190 | 1.2047 | 277.7778 | 38.6667
6191 | 1.0743 | 277.7778 | 38.6667
6192 | 0.84844 | 277.7778 | 38.6667
6193 | 0.74558 | 277.7778 | 38.6667
6194 | 0.7289 | 277.7778 | 38.6667
6195 | 0.64536 | 277.7778 | 38.6667
6196 | 0.66893 | 277.7778 | 38.6667
6197 | 1.2466 | 277.7778 | 38.6667
6198 | 1.486 | 277.7778 | 38.6667
6199 | 1.4844 | 277.7778 | 38.6667
6200 | 1.4703 | 277.7778 | 38.6667
6201 | 1.4619 | 277.7778 | 38.6667
6202 | 1.4983 | 277.7778 | 38.6667
6203 | 1.5366 | 277.7778 | 38.6667
6204 | 1.5828 | 277.7778 | 38.6667
6205 | 1.5147 | 277.7778 | 38.6667
6206 | 1.4763 | 277.7778 | 38.6667
6207 | 1.4757 | 277.7778 | 38.6667
6208 | 1.6306 | 277.7778 | 38.6667
6209 | 1.7259 | 277.7778 | 38.6667
6210 | 1.7423 | 277.7778 | 38.6667
6211 | 2.0337 | 277.7778 | 38.6667
6212 | 1.7492 | 277.7778 | 38.6667
6213 | 1.5437 | 277.7778 | 38.6667
6214 | 1.3768 | 277.7778 | 38.6667
6215 | 1.343 | 277.7778 | 38.6667
6216 | 1.1673 | 277.7778 | 38.6667
6217 | 1.0758 | 277.7778 | 38.6667
6218 | 1.0147 | 277.7778 | 38.6667
6219 | 0.88812 | 277.7778 | 38.6667
6220 | 1.0186 | 277.7778 | 38.6667
6221 | 1.3471 | 277.7778 | 38.6667
6222 | 1.5122 | 277.7778 | 38.6667
6223 | 1.7787 | 277.7778 | 38.6667
6224 | 1.7886 | 277.7778 | 38.6667
6225 | 1.5521 | 277.7778 | 38.6667
6226 | 1.0606 | 277.7778 | 38.6667
6227 | 1.1718 | 277.7778 | 38.6667
6228 | 1.0941 | 277.7778 | 38.6667
6229 | 1.0784 | 277.7778 | 38.6667
6230 | 1.0673 | 277.7778 | 38.6667
6231 | 1.1227 | 277.7778 | 38.6667
6232 | 1.2677 | 277.7778 | 38.6667
6233 | 1.2877 | 277.7778 | 38.6667
6234 | 1.5835 | 277.7778 | 38.6667
6235 | 1.6487 | 277.7778 | 38.6667
6236 | 1.6341 | 277.7778 | 38.6667
6237 | 1.2146 | 277.7778 | 38.6667
6238 | 0.98085 | 277.7778 | 38.6667
6239 | 1.0332 | 277.7778 | 38.6667
6240 | 1.0022 | 277.7778 | 38.6667
6241 | 0.94524 | 277.7778 | 38.6667
6242 | 0.86429 | 277.7778 | 38.6667
6243 | 0.8257 | 277.7778 | 38.6667
6244 | 1.0707 | 277.7778 | 38.6667
6245 | 1.2232 | 277.7778 | 38.6667
6246 | 1.4888 | 277.7778 | 38.6667
6247 | 1.8202 | 277.7778 | 38.6667
6248 | 1.8601 | 277.7778 | 38.6667
6249 | 1.9437 | 277.7778 | 38.6667
6250 | 1.9486 | 277.7778 | 38.6667
6251 | 1.9312 | 277.7778 | 38.6667
6252 | 1.7743 | 277.7778 | 38.6667
6253 | 1.7278 | 277.7778 | 38.6667
6254 | 1.7177 | 277.7778 | 38.6667
6255 | 1.612 | 277.7778 | 38.6667
6256 | 1.7307 | 277.7778 | 38.6667
6257 | 1.7731 | 277.7778 | 38.6667
6258 | 1.7802 | 277.7778 | 38.6667
6259 | 1.8847 | 277.7778 | 38.6667
6260 | 1.8087 | 277.7778 | 38.6667
6261 | 1.5041 | 277.7778 | 38.6667
6262 | 1.2408 | 277.7778 | 38.6667
6263 | 1.2054 | 277.7778 | 38.6667
6264 | 1.1024 | 277.7778 | 38.6667
6265 | 1.0712 | 277.7778 | 38.6667
6266 | 0.9834 | 277.7778 | 38.6667
6267 | 0.92645 | 277.7778 | 38.6667
6268 | 1.1644 | 277.7778 | 38.6667
6269 | 1.2464 | 277.7778 | 38.6667
6270 | 1.4408 | 277.7778 | 38.6667
6271 | 1.712 | 277.7778 | 38.6667
6272 | 1.7134 | 277.7778 | 38.6667
6273 | 1.622 | 277.7778 | 38.6667
6274 | 1.64 | 277.7778 | 38.6667
6275 | 1.7114 | 277.7778 | 38.6667
6276 | 1.6426 | 277.7778 | 38.6667
6277 | 1.4855 | 277.7778 | 38.6667
6278 | 1.4092 | 277.7778 | 38.6667
6279 | 1.4242 | 277.7778 | 38.6667
6280 | 1.3985 | 277.7778 | 38.6667
6281 | 1.7454 | 277.7778 | 38.6667
6282 | 1.8843 | 277.7778 | 38.6667
6283 | 1.9521 | 277.7778 | 38.6667
6284 | 1.8955 | 277.7778 | 38.6667
6285 | 1.5392 | 277.7778 | 38.6667
6286 | 1.3198 | 277.7778 | 38.6667
6287 | 1.0987 | 277.7778 | 38.6667
6288 | 1.0482 | 277.7778 | 38.6667
6289 | 0.99601 | 277.7778 | 38.6667
6290 | 0.96663 | 277.7778 | 38.6667
6291 | 0.92287 | 277.7778 | 38.6667
6292 | 0.96949 | 277.7778 | 38.6667
6293 | 1.4078 | 277.7778 | 38.6667
6294 | 1.5447 | 277.7778 | 38.6667
6295 | 1.8456 | 277.7778 | 38.6667
6296 | 1.8398 | 277.7778 | 38.6667
6297 | 1.9025 | 277.7778 | 38.6667
6298 | 1.8382 | 277.7778 | 38.6667
6299 | 1.8574 | 277.7778 | 38.6667
6300 | 1.7562 | 277.7778 | 38.6667
6301 | 1.6358 | 277.7778 | 38.6667
6302 | 1.6186 | 277.7778 | 38.6667
6303 | 1.5757 | 277.7778 | 38.6667
6304 | 1.5407 | 277.7778 | 38.6667
6305 | 1.5445 | 277.7778 | 38.6667
6306 | 1.7745 | 277.7778 | 38.6667
6307 | 1.8005 | 277.7778 | 38.6667
6308 | 1.8866 | 277.7778 | 38.6667
6309 | 1.6597 | 277.7778 | 38.6667
6310 | 1.3814 | 277.7778 | 38.6667
6311 | 1.2632 | 277.7778 | 38.6667
6312 | 1.1908 | 277.7778 | 38.6667
6313 | 1.1729 | 277.7778 | 38.6667
6314 | 1.1376 | 277.7778 | 38.6667
6315 | 1.1101 | 277.7778 | 38.6667
6316 | 1.1918 | 277.7778 | 38.6667
6317 | 1.3575 | 277.7778 | 38.6667
6318 | 1.3389 | 277.7778 | 38.6667
6319 | 1.3578 | 277.7778 | 38.6667
6320 | 1.4457 | 277.7778 | 38.6667
6321 | 1.5911 | 277.7778 | 38.6667
6322 | 1.549 | 277.7778 | 38.6667
6323 | 1.3817 | 277.7778 | 38.6667
6324 | 1.3249 | 277.7778 | 38.6667
6325 | 1.2052 | 277.7778 | 38.6667
6326 | 1.1 | 277.7778 | 38.6667
6327 | 1.171 | 277.7778 | 38.6667
6328 | 1.2924 | 277.7778 | 38.6667
6329 | 1.4992 | 277.7778 | 38.6667
6330 | 1.6392 | 277.7778 | 38.6667
6331 | 1.7001 | 277.7778 | 38.6667
6332 | 1.4945 | 277.7778 | 38.6667
6333 | 1.3821 | 277.7778 | 38.6667
6334 | 1.4473 | 277.7778 | 38.6667
6335 | 1.1149 | 277.7778 | 38.6667
6336 | 1.0437 | 277.7778 | 38.6667
6337 | 1.0637 | 277.7778 | 38.6667
6338 | 1.0084 | 277.7778 | 38.6667
6339 | 0.97451 | 277.7778 | 38.6667
6340 | 0.93157 | 277.7778 | 38.6667
6341 | 0.93321 | 277.7778 | 38.6667
6342 | 0.95581 | 277.7778 | 38.6667
6343 | 1.0004 | 277.7778 | 38.6667
6344 | 1.0984 | 277.7778 | 38.6667
6345 | 1.1446 | 277.7778 | 38.6667
6346 | 1.1204 | 277.7778 | 38.6667
6347 | 1.0686 | 277.7778 | 38.6667
6348 | 1.0052 | 277.7778 | 38.6667
6349 | 0.84262 | 277.7778 | 38.6667
6350 | 0.77493 | 277.7778 | 38.6667
6351 | 0.80471 | 277.7778 | 38.6667
6352 | 0.88885 | 277.7778 | 38.6667
6353 | 1.0536 | 277.7778 | 38.6667
6354 | 1.286 | 277.7778 | 38.6667
6355 | 1.2424 | 277.7778 | 38.6667
6356 | 1.2091 | 277.7778 | 38.6667
6357 | 1.16 | 277.7778 | 38.6667
6358 | 1.0728 | 277.7778 | 38.6667
6359 | 1.0222 | 277.7778 | 38.6667
6360 | 0.71009 | 277.7778 | 38.6667
6361 | 0.73278 | 277.7778 | 38.6667
6362 | 0.7104 | 277.7778 | 38.6667
6363 | 0.71074 | 277.7778 | 38.6667
6364 | 0.79665 | 277.7778 | 38.6667
6365 | 1.3244 | 277.7778 | 38.6667
6366 | 1.3156 | 277.7778 | 38.6667
6367 | 1.7023 | 277.7778 | 38.6667
6368 | 1.5838 | 277.7778 | 38.6667
6369 | 1.5484 | 277.7778 | 38.6667
6370 | 1.3208 | 277.7778 | 38.6667
6371 | 1.4277 | 277.7778 | 38.6667
6372 | 1.2366 | 277.7778 | 38.6667
6373 | 1.1834 | 277.7778 | 38.6667
6374 | 1.0643 | 277.7778 | 38.6667
6375 | 1.2289 | 277.7778 | 38.6667
6376 | 1.3191 | 277.7778 | 38.6667
6377 | 1.3101 | 277.7778 | 38.6667
6378 | 1.7446 | 277.7778 | 38.6667
6379 | 1.8989 | 277.7778 | 38.6667
6380 | 1.5535 | 277.7778 | 38.6667
6381 | 1.2875 | 277.7778 | 38.6667
6382 | 1.1118 | 277.7778 | 38.6667
6383 | 1.1312 | 277.7778 | 38.6667
6384 | 1.063 | 277.7778 | 38.6667
6385 | 1.062 | 277.7778 | 38.6667
6386 | 1.006 | 277.7778 | 38.6667
6387 | 1.1116 | 277.7778 | 38.6667
6388 | 1.0629 | 277.7778 | 38.6667
6389 | 1.4318 | 277.7778 | 38.6667
6390 | 1.6466 | 277.7778 | 38.6667
6391 | 1.8478 | 277.7778 | 38.6667
6392 | 1.8486 | 277.7778 | 38.6667
6393 | 1.8037 | 277.7778 | 38.6667
6394 | 1.7921 | 277.7778 | 38.6667
6395 | 1.6877 | 277.7778 | 38.6667
6396 | 1.585 | 277.7778 | 38.6667
6397 | 1.5162 | 277.7778 | 38.6667
6398 | 1.4659 | 277.7778 | 38.6667
6399 | 1.475 | 277.7778 | 38.6667
6400 | 1.6191 | 277.7778 | 38.6667
6401 | 1.8588 | 277.7778 | 38.6667
6402 | 1.8467 | 277.7778 | 38.6667
6403 | 2.0483 | 277.7778 | 38.6667
6404 | 1.985 | 277.7778 | 38.6667
6405 | 1.767 | 277.7778 | 38.6667
6406 | 1.6208 | 277.7778 | 38.6667
6407 | 1.3381 | 277.7778 | 38.6667
6408 | 1.2245 | 277.7778 | 38.6667
6409 | 1.2554 | 277.7778 | 38.6667
6410 | 1.2121 | 277.7778 | 38.6667
6411 | 1.1477 | 277.7778 | 38.6667
6412 | 1.1742 | 277.7778 | 38.6667
6413 | 1.3988 | 277.7778 | 38.6667
6414 | 1.6431 | 277.7778 | 38.6667
6415 | 1.8708 | 277.7778 | 38.6667
6416 | 1.9425 | 277.7778 | 38.6667
6417 | 1.9217 | 277.7778 | 38.6667
6418 | 1.7503 | 277.7778 | 38.6667
6419 | 1.7971 | 277.7778 | 38.6667
6420 | 1.7347 | 277.7778 | 38.6667
6421 | 1.7065 | 277.7778 | 38.6667
6422 | 1.6779 | 277.7778 | 38.6667
6423 | 1.7076 | 277.7778 | 38.6667
6424 | 1.8075 | 277.7778 | 38.6667
6425 | 1.9706 | 277.7778 | 38.6667
6426 | 1.8917 | 277.7778 | 38.6667
6427 | 2.089 | 277.7778 | 38.6667
6428 | 1.7333 | 277.7778 | 38.6667
6429 | 1.6632 | 277.7778 | 38.6667
6430 | 1.4295 | 277.7778 | 38.6667
6431 | 1.1464 | 277.7778 | 38.6667
6432 | 1.0757 | 277.7778 | 38.6667
6433 | 1.0897 | 277.7778 | 38.6667
6434 | 1.0489 | 277.7778 | 38.6667
6435 | 1.0165 | 277.7778 | 38.6667
6436 | 1.0084 | 277.7778 | 38.6667
6437 | 1.2791 | 277.7778 | 38.6667
6438 | 1.4366 | 277.7778 | 38.6667
6439 | 1.642 | 277.7778 | 38.6667
6440 | 1.8669 | 277.7778 | 38.6667
6441 | 1.8841 | 277.7778 | 38.6667
6442 | 1.8243 | 277.7778 | 38.6667
6443 | 1.8415 | 277.7778 | 38.6667
6444 | 1.7473 | 277.7778 | 38.6667
6445 | 1.7271 | 277.7778 | 38.6667
6446 | 1.6726 | 277.7778 | 38.6667
6447 | 1.6419 | 277.7778 | 38.6667
6448 | 1.8354 | 277.7778 | 38.6667
6449 | 1.7668 | 277.7778 | 38.6667
6450 | 1.8773 | 277.7778 | 38.6667
6451 | 2.0503 | 277.7778 | 38.6667
6452 | 1.9417 | 277.7778 | 38.6667
6453 | 1.8028 | 277.7778 | 38.6667
6454 | 1.6045 | 277.7778 | 38.6667
6455 | 1.2292 | 277.7778 | 38.6667
6456 | 1.2722 | 277.7778 | 38.6667
6457 | 1.2191 | 277.7778 | 38.6667
6458 | 1.2075 | 277.7778 | 38.6667
6459 | 1.1877 | 277.7778 | 38.6667
6460 | 1.2133 | 277.7778 | 38.6667
6461 | 1.4674 | 277.7778 | 38.6667
6462 | 1.6419 | 277.7778 | 38.6667
6463 | 1.8718 | 277.7778 | 38.6667
6464 | 1.9511 | 277.7778 | 38.6667
6465 | 1.6487 | 277.7778 | 38.6667
6466 | 1.6227 | 277.7778 | 38.6667
6467 | 1.5583 | 277.7778 | 38.6667
6468 | 1.688 | 277.7778 | 38.6667
6469 | 1.5197 | 277.7778 | 38.6667
6470 | 1.4675 | 277.7778 | 38.6667
6471 | 1.5269 | 277.7778 | 38.6667
6472 | 1.5774 | 277.7778 | 38.6667
6473 | 1.8609 | 277.7778 | 38.6667
6474 | 1.7849 | 277.7778 | 38.6667
6475 | 1.923 | 277.7778 | 38.6667
6476 | 1.8416 | 277.7778 | 38.6667
6477 | 1.6398 | 277.7778 | 38.6667
6478 | 1.5892 | 277.7778 | 38.6667
6479 | 1.541 | 277.7778 | 38.6667
6480 | 1.0925 | 277.7778 | 38.6667
6481 | 1.3673 | 277.7778 | 38.6667
6482 | 1.3495 | 277.7778 | 38.6667
6483 | 1.2939 | 277.7778 | 38.6667
6484 | 1.2558 | 277.7778 | 38.6667
6485 | 1.2728 | 277.7778 | 38.6667
6486 | 1.5104 | 277.7778 | 38.6667
6487 | 1.3651 | 277.7778 | 38.6667
6488 | 1.2605 | 277.7778 | 38.6667
6489 | 1.4396 | 277.7778 | 38.6667
6490 | 1.3497 | 277.7778 | 38.6667
6491 | 1.1902 | 277.7778 | 38.6667
6492 | 1.1044 | 277.7778 | 38.6667
6493 | 1.0779 | 277.7778 | 38.6667
6494 | 1.0709 | 277.7778 | 38.6667
6495 | 1.1711 | 277.7778 | 38.6667
6496 | 1.2833 | 277.7778 | 38.6667
6497 | 1.5607 | 277.7778 | 38.6667
6498 | 1.5251 | 277.7778 | 38.6667
6499 | 1.5162 | 277.7778 | 38.6667
6500 | 1.4445 | 277.7778 | 38.6667
6501 | 1.3844 | 277.7778 | 38.6667
6502 | 1.2195 | 277.7778 | 38.6667
6503 | 1.1283 | 277.7778 | 38.6667
6504 | 1.064 | 277.7778 | 38.6667
6505 | 0.95675 | 277.7778 | 38.6667
6506 | 0.81909 | 277.7778 | 38.6667
6507 | 0.75971 | 277.7778 | 38.6667
6508 | 0.6802 | 277.7778 | 38.6667
6509 | 0.7143 | 277.7778 | 38.6667
6510 | 0.72396 | 277.7778 | 38.6667
6511 | 0.76218 | 277.7778 | 38.6667
6512 | 0.81683 | 277.7778 | 38.6667
6513 | 0.93004 | 277.7778 | 38.6667
6514 | 0.82587 | 277.7778 | 38.6667
6515 | 0.72723 | 277.7778 | 38.6667
6516 | -0.69077 | 277.7778 | 38.6667
6517 | -0.64804 | 277.7778 | 38.6667
6518 | 0.46228 | 277.7778 | 38.6667
6519 | 0.53128 | 277.7778 | 38.6667
6520 | 0.78649 | 277.7778 | 38.6667
6521 | 0.78991 | 277.7778 | 38.6667
6522 | 1.3664 | 277.7778 | 38.6667
6523 | 1.4052 | 277.7778 | 38.6667
6524 | 1.1723 | 277.7778 | 38.6667
6525 | 1.1871 | 277.7778 | 38.6667
6526 | 1.1852 | 277.7778 | 38.6667
6527 | 1.0318 | 277.7778 | 38.6667
6528 | 0.86512 | 277.7778 | 38.6667
6529 | 0.8571 | 277.7778 | 38.6667
6530 | 0.78334 | 277.7778 | 38.6667
6531 | 0.84514 | 277.7778 | 38.6667
6532 | 0.78004 | 277.7778 | 38.6667
6533 | 1.171 | 277.7778 | 38.6667
6534 | 1.4308 | 277.7778 | 38.6667
6535 | 1.7412 | 277.7778 | 38.6667
6536 | 0.56389 | 277.7778 | 38.6667
6537 | 1.4955 | 277.7778 | 38.6667
6538 | 1.2485 | 277.7778 | 38.6667
6539 | 1.1529 | 277.7778 | 38.6667
6540 | 1.0944 | 277.7778 | 38.6667
6541 | 1.0887 | 277.7778 | 38.6667
6542 | 1.1495 | 277.7778 | 38.6667
6543 | 1.2107 | 277.7778 | 38.6667
6544 | 1.1789 | 277.7778 | 38.6667
6545 | 1.3919 | 277.7778 | 38.6667
6546 | 1.7511 | 277.7778 | 38.6667
6547 | 1.8816 | 277.7778 | 38.6667
6548 | 1.7706 | 277.7778 | 38.6667
6549 | 1.3063 | 277.7778 | 38.6667
6550 | 1.1172 | 277.7778 | 38.6667
6551 | 1.2355 | 277.7778 | 38.6667
6552 | 1.2332 | 277.7778 | 38.6667
6553 | 1.2215 | 277.7778 | 38.6667
6554 | 1.1268 | 277.7778 | 38.6667
6555 | 1.1263 | 277.7778 | 38.6667
6556 | 1.1927 | 277.7778 | 38.6667
6557 | 1.4392 | 277.7778 | 38.6667
6558 | 1.5551 | 277.7778 | 38.6667
6559 | 1.9467 | 277.7778 | 38.6667
6560 | 1.973 | 277.7778 | 38.6667
6561 | 1.9346 | 277.7778 | 38.6667
6562 | 1.6611 | 277.7778 | 38.6667
6563 | 1.5176 | 277.7778 | 38.6667
6564 | 1.443 | 277.7778 | 38.6667
6565 | 1.2678 | 277.7778 | 38.6667
6566 | 1.2832 | 277.7778 | 38.6667
6567 | 1.423 | 277.7778 | 38.6667
6568 | 1.5535 | 277.7778 | 38.6667
6569 | 1.7581 | 277.7778 | 38.6667
6570 | 1.8738 | 277.7778 | 38.6667
6571 | 2.1555 | 277.7778 | 38.6667
6572 | 1.8917 | 277.7778 | 38.6667
6573 | 1.6056 | 277.7778 | 38.6667
6574 | 1.4003 | 277.7778 | 38.6667
6575 | 1.2364 | 277.7778 | 38.6667
6576 | 1.1414 | 277.7778 | 38.6667
6577 | 1.1048 | 277.7778 | 38.6667
6578 | 0.99294 | 277.7778 | 38.6667
6579 | 1.0207 | 277.7778 | 38.6667
6580 | 1.1082 | 277.7778 | 38.6667
6581 | 1.3637 | 277.7778 | 38.6667
6582 | 1.4452 | 277.7778 | 38.6667
6583 | 1.7676 | 277.7778 | 38.6667
6584 | 1.8208 | 277.7778 | 38.6667
6585 | 1.4282 | 277.7778 | 38.6667
6586 | 1.0961 | 277.7778 | 38.6667
6587 | 0.9083 | 277.7778 | 38.6667
6588 | 0.95622 | 277.7778 | 38.6667
6589 | 0.91889 | 277.7778 | 38.6667
6590 | 0.93219 | 277.7778 | 38.6667
6591 | 1.075 | 277.7778 | 38.6667
6592 | 1.298 | 277.7778 | 38.6667
6593 | 1.3949 | 277.7778 | 38.6667
6594 | 1.6778 | 277.7778 | 38.6667
6595 | 1.8274 | 277.7778 | 38.6667
6596 | 1.5909 | 277.7778 | 38.6667
6597 | 1.1208 | 277.7778 | 38.6667
6598 | 1.113 | 277.7778 | 38.6667
6599 | 0.94868 | 277.7778 | 38.6667
6600 | 0.99422 | 277.7778 | 38.6667
6601 | 1.005 | 277.7778 | 38.6667
6602 | 0.95581 | 277.7778 | 38.6667
6603 | 0.90458 | 277.7778 | 38.6667
6604 | 0.86137 | 277.7778 | 38.6667
6605 | 0.99288 | 277.7778 | 38.6667
6606 | 1.2189 | 277.7778 | 38.6667
6607 | 1.3917 | 277.7778 | 38.6667
6608 | 1.4186 | 277.7778 | 38.6667
6609 | 1.2144 | 277.7778 | 38.6667
6610 | 0.83411 | 277.7778 | 38.6667
6611 | -0.49297 | 277.7778 | 38.6667
6612 | -0.52885 | 277.7778 | 38.6667
6613 | -0.0049312 | 277.7778 | 38.6667
6614 | -0.72198 | 277.7778 | 38.6667
6615 | 0.59139 | 277.7778 | 38.6667
6616 | 0.9439 | 277.7778 | 38.6667
6617 | 1.0607 | 277.7778 | 38.6667
6618 | 1.3484 | 277.7778 | 38.6667
6619 | 1.3356 | 277.7778 | 38.6667
6620 | 1.1738 | 277.7778 | 38.6667
6621 | 1.0198 | 277.7778 | 38.6667
6622 | 0.95975 | 277.7778 | 38.6667
6623 | 0.7916 | 277.7778 | 38.6667
6624 | 0.76591 | 277.7778 | 38.6667
6625 | 0.8535 | 277.7778 | 38.6667
6626 | 0.68598 | 277.7778 | 38.6667
6627 | 0.78803 | 277.7778 | 38.6667
6628 | 0.73789 | 277.7778 | 38.6667
6629 | 1.0118 | 277.7778 | 38.6667
6630 | 1.5105 | 277.7778 | 38.6667
6631 | 1.6129 | 277.7778 | 38.6667
6632 | 1.2468 | 277.7778 | 38.6667
6633 | 1.2504 | 277.7778 | 38.6667
6634 | 1.182 | 277.7778 | 38.6667
6635 | 1.143 | 277.7778 | 38.6667
6636 | 1.0491 | 277.7778 | 38.6667
6637 | 1.0477 | 277.7778 | 38.6667
6638 | 1.118 | 277.7778 | 38.6667
6639 | 1.2799 | 277.7778 | 38.6667
6640 | 1.4898 | 277.7778 | 38.6667
6641 | 1.8135 | 277.7778 | 38.6667
6642 | 1.8649 | 277.7778 | 38.6667
6643 | 1.9285 | 277.7778 | 38.6667
6644 | 1.7485 | 277.7778 | 38.6667
6645 | 1.5771 | 277.7778 | 38.6667
6646 | 1.2296 | 277.7778 | 38.6667
6647 | 1.2126 | 277.7778 | 38.6667
6648 | 1.1188 | 277.7778 | 38.6667
6649 | 1.0288 | 277.7778 | 38.6667
6650 | 0.99823 | 277.7778 | 38.6667
6651 | 0.94029 | 277.7778 | 38.6667
6652 | 0.95858 | 277.7778 | 38.6667
6653 | 1.1651 | 277.7778 | 38.6667
6654 | 1.1068 | 277.7778 | 38.6667
6655 | 1.3798 | 277.7778 | 38.6667
6656 | 1.1766 | 277.7778 | 38.6667
6657 | 1.2531 | 277.7778 | 38.6667
6658 | 1.2683 | 277.7778 | 38.6667
6659 | 1.299 | 277.7778 | 38.6667
6660 | 1.2851 | 277.7778 | 38.6667
6661 | 1.2789 | 277.7778 | 38.6667
6662 | 1.1642 | 277.7778 | 38.6667
6663 | 1.122 | 277.7778 | 38.6667
6664 | 1.2354 | 277.7778 | 38.6667
6665 | 1.42 | 277.7778 | 38.6667
6666 | 1.5281 | 277.7778 | 38.6667
6667 | 1.6275 | 277.7778 | 38.6667
6668 | 1.3795 | 277.7778 | 38.6667
6669 | 1.1886 | 277.7778 | 38.6667
6670 | 1.1827 | 277.7778 | 38.6667
6671 | 1.2057 | 277.7778 | 38.6667
6672 | 1.1156 | 277.7778 | 38.6667
6673 | 0.96116 | 277.7778 | 38.6667
6674 | 0.92787 | 277.7778 | 38.6667
6675 | 0.81754 | 277.7778 | 38.6667
6676 | 0.87892 | 277.7778 | 38.6667
6677 | 0.90548 | 277.7778 | 38.6667
6678 | 0.9252 | 277.7778 | 38.6667
6679 | 1.0695 | 277.7778 | 38.6667
6680 | 1.3428 | 277.7778 | 38.6667
6681 | 1.2256 | 277.7778 | 38.6667
6682 | 1.3836 | 277.7778 | 38.6667
6683 | 1.407 | 277.7778 | 38.6667
6684 | 1.3195 | 277.7778 | 38.6667
6685 | 1.3255 | 277.7778 | 38.6667
6686 | 1.2976 | 277.7778 | 38.6667
6687 | 1.1958 | 277.7778 | 38.6667
6688 | 1.2293 | 277.7778 | 38.6667
6689 | 1.368 | 277.7778 | 38.6667
6690 | 1.4307 | 277.7778 | 38.6667
6691 | 1.5446 | 277.7778 | 38.6667
6692 | 1.2901 | 277.7778 | 38.6667
6693 | 1.1698 | 277.7778 | 38.6667
6694 | 1.2364 | 277.7778 | 38.6667
6695 | 1.2216 | 277.7778 | 38.6667
6696 | 1.2617 | 277.7778 | 38.6667
6697 | 1.2444 | 277.7778 | 38.6667
6698 | 1.1823 | 277.7778 | 38.6667
6699 | 1.1123 | 277.7778 | 38.6667
6700 | 1.1487 | 277.7778 | 38.6667
6701 | 1.3889 | 277.7778 | 38.6667
6702 | 1.5255 | 277.7778 | 38.6667
6703 | 1.764 | 277.7778 | 38.6667
6704 | 1.8209 | 277.7778 | 38.6667
6705 | 1.7463 | 277.7778 | 38.6667
6706 | 1.8502 | 277.7778 | 38.6667
6707 | 1.7922 | 277.7778 | 38.6667
6708 | 1.7092 | 277.7778 | 38.6667
6709 | 1.6959 | 277.7778 | 38.6667
6710 | 1.6737 | 277.7778 | 38.6667
6711 | 1.6645 | 277.7778 | 38.6667
6712 | 1.6629 | 277.7778 | 38.6667
6713 | 1.7234 | 277.7778 | 38.6667
6714 | 1.8341 | 277.7778 | 38.6667
6715 | 2.0745 | 277.7778 | 38.6667
6716 | 1.8086 | 277.7778 | 38.6667
6717 | 1.6167 | 277.7778 | 38.6667
6718 | 1.6422 | 277.7778 | 38.6667
6719 | 1.4236 | 277.7778 | 38.6667
6720 | 1.1833 | 277.7778 | 38.6667
6721 | 1.1764 | 277.7778 | 38.6667
6722 | 1.1497 | 277.7778 | 38.6667
6723 | 1.1303 | 277.7778 | 38.6667
6724 | 1.1535 | 277.7778 | 38.6667
6725 | 1.277 | 277.7778 | 38.6667
6726 | 1.7115 | 277.7778 | 38.6667
6727 | 1.7303 | 277.7778 | 38.6667
6728 | 1.6555 | 277.7778 | 38.6667
6729 | 1.6664 | 277.7778 | 38.6667
6730 | 1.5956 | 277.7778 | 38.6667
6731 | 1.6631 | 277.7778 | 38.6667
6732 | 1.5714 | 277.7778 | 38.6667
6733 | 1.4886 | 277.7778 | 38.6667
6734 | 1.4806 | 277.7778 | 38.6667
6735 | 1.4679 | 277.7778 | 38.6667
6736 | 1.5474 | 277.7778 | 38.6667
6737 | 1.5125 | 277.7778 | 38.6667
6738 | 1.7443 | 277.7778 | 38.6667
6739 | 1.9464 | 277.7778 | 38.6667
6740 | 1.7942 | 277.7778 | 38.6667
6741 | 1.628 | 277.7778 | 38.6667
6742 | 1.3723 | 277.7778 | 38.6667
6743 | 1.1586 | 277.7778 | 38.6667
6744 | 1.1251 | 277.7778 | 38.6667
6745 | 1.1216 | 277.7778 | 38.6667
6746 | 1.1219 | 277.7778 | 38.6667
6747 | 1.0745 | 277.7778 | 38.6667
6748 | 1.1316 | 277.7778 | 38.6667
6749 | 1.3474 | 277.7778 | 38.6667
6750 | 1.5524 | 277.7778 | 38.6667
6751 | 1.8345 | 277.7778 | 38.6667
6752 | 1.7409 | 277.7778 | 38.6667
6753 | 1.8078 | 277.7778 | 38.6667
6754 | 1.7661 | 277.7778 | 38.6667
6755 | 1.748 | 277.7778 | 38.6667
6756 | 1.7399 | 277.7778 | 38.6667
6757 | 1.767 | 277.7778 | 38.6667
6758 | 1.6412 | 277.7778 | 38.6667
6759 | 1.607 | 277.7778 | 38.6667
6760 | 1.5014 | 277.7778 | 38.6667
6761 | 1.5544 | 277.7778 | 38.6667
6762 | 1.8015 | 277.7778 | 38.6667
6763 | 1.6256 | 277.7778 | 38.6667
6764 | 1.4896 | 277.7778 | 38.6667
6765 | 1.5615 | 277.7778 | 38.6667
6766 | 1.2283 | 277.7778 | 38.6667
6767 | 1.1123 | 277.7778 | 38.6667
6768 | 1.1338 | 277.7778 | 38.6667
6769 | 1.1432 | 277.7778 | 38.6667
6770 | 1.0722 | 277.7778 | 38.6667
6771 | 1.0614 | 277.7778 | 38.6667
6772 | 1.0782 | 277.7778 | 38.6667
6773 | 1.2174 | 277.7778 | 38.6667
6774 | 1.2835 | 277.7778 | 38.6667
6775 | 1.7225 | 277.7778 | 38.6667
6776 | 1.6519 | 277.7778 | 38.6667
6777 | 1.7246 | 277.7778 | 38.6667
6778 | 1.7079 | 277.7778 | 38.6667
6779 | 1.8346 | 277.7778 | 38.6667
6780 | 1.625 | 277.7778 | 38.6667
6781 | 1.7076 | 277.7778 | 38.6667
6782 | 1.7036 | 277.7778 | 38.6667
6783 | 1.6727 | 277.7778 | 38.6667
6784 | 1.6106 | 277.7778 | 38.6667
6785 | 1.7028 | 277.7778 | 38.6667
6786 | 1.7616 | 277.7778 | 38.6667
6787 | 2.0446 | 277.7778 | 38.6667
6788 | 1.5784 | 277.7778 | 38.6667
6789 | 1.7592 | 277.7778 | 38.6667
6790 | 1.4848 | 277.7778 | 38.6667
6791 | 1.203 | 277.7778 | 38.6667
6792 | 1.0844 | 277.7778 | 38.6667
6793 | 1.0904 | 277.7778 | 38.6667
6794 | 1.0439 | 277.7778 | 38.6667
6795 | 1.0713 | 277.7778 | 38.6667
6796 | 1.0827 | 277.7778 | 38.6667
6797 | 1.1549 | 277.7778 | 38.6667
6798 | 1.6336 | 277.7778 | 38.6667
6799 | 1.5278 | 277.7778 | 38.6667
6800 | 1.5742 | 277.7778 | 38.6667
6801 | 1.6068 | 277.7778 | 38.6667
6802 | 1.5116 | 277.7778 | 38.6667
6803 | 1.4535 | 277.7778 | 38.6667
6804 | 1.1959 | 277.7778 | 38.6667
6805 | 1.18 | 277.7778 | 38.6667
6806 | 1.1622 | 277.7778 | 38.6667
6807 | 1.0305 | 277.7778 | 38.6667
6808 | 1.0509 | 277.7778 | 38.6667
6809 | 1.1057 | 277.7778 | 38.6667
6810 | 1.2254 | 277.7778 | 38.6667
6811 | 1.1395 | 277.7778 | 38.6667
6812 | 1.0977 | 277.7778 | 38.6667
6813 | 1.0499 | 277.7778 | 38.6667
6814 | 1.0332 | 277.7778 | 38.6667
6815 | 1.0273 | 277.7778 | 38.6667
6816 | 1.0426 | 277.7778 | 38.6667
6817 | 1.0093 | 277.7778 | 38.6667
6818 | 1.0027 | 277.7778 | 38.6667
6819 | 1.0919 | 277.7778 | 38.6667
6820 | 1.0929 | 277.7778 | 38.6667
6821 | 1.1015 | 277.7778 | 38.6667
6822 | 1.1409 | 277.7778 | 38.6667
6823 | 1.2902 | 277.7778 | 38.6667
6824 | 1.3034 | 277.7778 | 38.6667
6825 | 1.4061 | 277.7778 | 38.6667
6826 | 1.4059 | 277.7778 | 38.6667
6827 | 1.1502 | 277.7778 | 38.6667
6828 | 1.0692 | 277.7778 | 38.6667
6829 | 1.0429 | 277.7778 | 38.6667
6830 | 1.1315 | 277.7778 | 38.6667
6831 | 1.1522 | 277.7778 | 38.6667
6832 | 1.1979 | 277.7778 | 38.6667
6833 | 1.24 | 277.7778 | 38.6667
6834 | 1.6786 | 277.7778 | 38.6667
6835 | 1.6806 | 277.7778 | 38.6667
6836 | 1.3337 | 277.7778 | 38.6667
6837 | 1.0792 | 277.7778 | 38.6667
6838 | 1.2287 | 277.7778 | 38.6667
6839 | 1.2032 | 277.7778 | 38.6667
6840 | 1.0434 | 277.7778 | 38.6667
6841 | 1.003 | 277.7778 | 38.6667
6842 | 1.0456 | 277.7778 | 38.6667
6843 | 1.0975 | 277.7778 | 38.6667
6844 | 1.0411 | 277.7778 | 38.6667
6845 | 1.0068 | 277.7778 | 38.6667
6846 | 1.0972 | 277.7778 | 38.6667
6847 | 1.1228 | 277.7778 | 38.6667
6848 | 1.199 | 277.7778 | 38.6667
6849 | 1.2565 | 277.7778 | 38.6667
6850 | 1.2064 | 277.7778 | 38.6667
6851 | 1.2155 | 277.7778 | 38.6667
6852 | 1.0264 | 277.7778 | 38.6667
6853 | 0.97096 | 277.7778 | 38.6667
6854 | 1.005 | 277.7778 | 38.6667
6855 | 0.95518 | 277.7778 | 38.6667
6856 | 1.0773 | 277.7778 | 38.6667
6857 | 1.378 | 277.7778 | 38.6667
6858 | 1.3453 | 277.7778 | 38.6667
6859 | 1.5619 | 277.7778 | 38.6667
6860 | 1.4984 | 277.7778 | 38.6667
6861 | 1.1765 | 277.7778 | 38.6667
6862 | 1.0941 | 277.7778 | 38.6667
6863 | 1.165 | 277.7778 | 38.6667
6864 | 1.0484 | 277.7778 | 38.6667
6865 | 1.0476 | 277.7778 | 38.6667
6866 | 0.95357 | 277.7778 | 38.6667
6867 | 0.95348 | 277.7778 | 38.6667
6868 | 0.95293 | 277.7778 | 38.6667
6869 | 1.0689 | 277.7778 | 38.6667
6870 | 1.3047 | 277.7778 | 38.6667
6871 | 1.1896 | 277.7778 | 38.6667
6872 | 1.0748 | 277.7778 | 38.6667
6873 | 1.0897 | 277.7778 | 38.6667
6874 | 0.97827 | 277.7778 | 38.6667
6875 | 0.92897 | 277.7778 | 38.6667
6876 | 1.103 | 277.7778 | 38.6667
6877 | 1.0316 | 277.7778 | 38.6667
6878 | 1.1759 | 277.7778 | 38.6667
6879 | 0.90645 | 277.7778 | 38.6667
6880 | 1.0452 | 277.7778 | 38.6667
6881 | 1.1935 | 277.7778 | 38.6667
6882 | 1.3486 | 277.7778 | 38.6667
6883 | 1.4573 | 277.7778 | 38.6667
6884 | 1.0718 | 277.7778 | 38.6667
6885 | 1.158 | 277.7778 | 38.6667
6886 | 0.85967 | 277.7778 | 38.6667
6887 | 0.98825 | 277.7778 | 38.6667
6888 | 0.96636 | 277.7778 | 38.6667
6889 | 1.0268 | 277.7778 | 38.6667
6890 | 1.0185 | 277.7778 | 38.6667
6891 | 1.0961 | 277.7778 | 38.6667
6892 | 1.1732 | 277.7778 | 38.6667
6893 | 1.1209 | 277.7778 | 38.6667
6894 | 1.1623 | 277.7778 | 38.6667
6895 | 1.2118 | 277.7778 | 38.6667
6896 | 1.3472 | 277.7778 | 38.6667
6897 | 1.2463 | 277.7778 | 38.6667
6898 | 1.3162 | 277.7778 | 38.6667
6899 | 1.2467 | 277.7778 | 38.6667
6900 | 1.0339 | 277.7778 | 38.6667
6901 | 1.014 | 277.7778 | 38.6667
6902 | 1.0033 | 277.7778 | 38.6667
6903 | 1.0916 | 277.7778 | 38.6667
6904 | 1.0951 | 277.7778 | 38.6667
6905 | 1.1923 | 277.7778 | 38.6667
6906 | 1.3612 | 277.7778 | 38.6667
6907 | 1.7072 | 277.7778 | 38.6667
6908 | 1.2478 | 277.7778 | 38.6667
6909 | 1.3211 | 277.7778 | 38.6667
6910 | 1.1266 | 277.7778 | 38.6667
6911 | 0.88903 | 277.7778 | 38.6667
6912 | 0.82868 | 277.7778 | 38.6667
6913 | 1.095 | 277.7778 | 38.6667
6914 | 0.97662 | 277.7778 | 38.6667
6915 | 1.0531 | 277.7778 | 38.6667
6916 | 1.0596 | 277.7778 | 38.6667
6917 | 0.96389 | 277.7778 | 38.6667
6918 | 1.077 | 277.7778 | 38.6667
6919 | 1.407 | 277.7778 | 38.6667
6920 | 1.4598 | 277.7778 | 38.6667
6921 | 1.4561 | 277.7778 | 38.6667
6922 | 1.4111 | 277.7778 | 38.6667
6923 | 1.4358 | 277.7778 | 38.6667
6924 | 1.2659 | 277.7778 | 38.6667
6925 | 1.2254 | 277.7778 | 38.6667
6926 | 1.1689 | 277.7778 | 38.6667
6927 | 1.0976 | 277.7778 | 38.6667
6928 | 1.0349 | 277.7778 | 38.6667
6929 | 1.1087 | 277.7778 | 38.6667
6930 | 1.2208 | 277.7778 | 38.6667
6931 | 1.3729 | 277.7778 | 38.6667
6932 | 1.1209 | 277.7778 | 38.6667
6933 | 0.99775 | 277.7778 | 38.6667
6934 | 1.2285 | 277.7778 | 38.6667
6935 | 1.1007 | 277.7778 | 38.6667
6936 | 1.1532 | 277.7778 | 38.6667
6937 | 1.1025 | 277.7778 | 38.6667
6938 | 0.98824 | 277.7778 | 38.6667
6939 | 0.87005 | 277.7778 | 38.6667
6940 | 0.91178 | 277.7778 | 38.6667
6941 | 1.3111 | 277.7778 | 38.6667
6942 | 1.4059 | 277.7778 | 38.6667
6943 | 1.6107 | 277.7778 | 38.6667
6944 | 1.65 | 277.7778 | 38.6667
6945 | 1.3283 | 277.7778 | 38.6667
6946 | 1.1502 | 277.7778 | 38.6667
6947 | 1.0173 | 277.7778 | 38.6667
6948 | 1.003 | 277.7778 | 38.6667
6949 | 0.97528 | 277.7778 | 38.6667
6950 | 0.88824 | 277.7778 | 38.6667
6951 | 0.90575 | 277.7778 | 38.6667
6952 | 0.90607 | 277.7778 | 38.6667
6953 | 0.97593 | 277.7778 | 38.6667
6954 | 1.0272 | 277.7778 | 38.6667
6955 | 1.118 | 277.7778 | 38.6667
6956 | 0.97632 | 277.7778 | 38.6667
6957 | 0.96128 | 277.7778 | 38.6667
6958 | 0.89212 | 277.7778 | 38.6667
6959 | 0.67988 | 277.7778 | 38.6667
6960 | 0.68004 | 277.7778 | 38.6667
6961 | 0.63892 | 277.7778 | 38.6667
6962 | 0.61162 | 277.7778 | 38.6667
6963 | 0.65828 | 277.7778 | 38.6667
6964 | 0.75398 | 277.7778 | 38.6667
6965 | 1.0254 | 277.7778 | 38.6667
6966 | 1.1382 | 277.7778 | 38.6667
6967 | 1.5739 | 277.7778 | 38.6667
6968 | 1.5372 | 277.7778 | 38.6667
6969 | 1.4287 | 277.7778 | 38.6667
6970 | 1.4812 | 277.7778 | 38.6667
6971 | 1.3672 | 277.7778 | 38.6667
6972 | 1.3983 | 277.7778 | 38.6667
6973 | 1.1991 | 277.7778 | 38.6667
6974 | 1.2685 | 277.7778 | 38.6667
6975 | 1.3054 | 277.7778 | 38.6667
6976 | 1.4649 | 277.7778 | 38.6667
6977 | 1.6259 | 277.7778 | 38.6667
6978 | 1.8931 | 277.7778 | 38.6667
6979 | 1.7694 | 277.7778 | 38.6667
6980 | 1.6442 | 277.7778 | 38.6667
6981 | 1.3647 | 277.7778 | 38.6667
6982 | 1.3405 | 277.7778 | 38.6667
6983 | 1.1954 | 277.7778 | 38.6667
6984 | 1.1142 | 277.7778 | 38.6667
6985 | 0.99421 | 277.7778 | 38.6667
6986 | 0.95862 | 277.7778 | 38.6667
6987 | 0.88855 | 277.7778 | 38.6667
6988 | 0.84356 | 277.7778 | 38.6667
6989 | 0.88486 | 277.7778 | 38.6667
6990 | 1.0303 | 277.7778 | 38.6667
6991 | 0.98092 | 277.7778 | 38.6667
6992 | 1.1402 | 277.7778 | 38.6667
6993 | 1.115 | 277.7778 | 38.6667
6994 | 1.0417 | 277.7778 | 38.6667
6995 | 0.91862 | 277.7778 | 38.6667
6996 | 0.93642 | 277.7778 | 38.6667
6997 | 0.8209 | 277.7778 | 38.6667
6998 | 0.91404 | 277.7778 | 38.6667
6999 | 1.0654 | 277.7778 | 38.6667
7000 | 1.1848 | 277.7778 | 38.6667
7001 | 1.3259 | 277.7778 | 38.6667
7002 | 1.3291 | 277.7778 | 38.6667
7003 | 1.4419 | 277.7778 | 38.6667
7004 | 1.1376 | 277.7778 | 38.6667
7005 | 1.071 | 277.7778 | 38.6667
7006 | 0.95471 | 277.7778 | 38.6667
7007 | 0.88506 | 277.7778 | 38.6667
7008 | 0.76548 | 277.7778 | 38.6667
7009 | 0.67571 | 277.7778 | 38.6667
7010 | 0.60813 | 277.7778 | 38.6667
7011 | 0.49506 | 277.7778 | 38.6667
7012 | 0.55231 | 277.7778 | 38.6667
7013 | 0.62783 | 277.7778 | 38.6667
7014 | 0.66848 | 277.7778 | 38.6667
7015 | 0.72247 | 277.7778 | 38.6667
7016 | 1.0221 | 277.7778 | 38.6667
7017 | 1.1284 | 277.7778 | 38.6667
7018 | 1.2357 | 277.7778 | 38.6667
7019 | 1.2038 | 277.7778 | 38.6667
7020 | 1.2637 | 277.7778 | 38.6667
7021 | 1.1007 | 277.7778 | 38.6667
7022 | 0.98957 | 277.7778 | 38.6667
7023 | 1.0484 | 277.7778 | 38.6667
7024 | 1.0387 | 277.7778 | 38.6667
7025 | 1.3702 | 277.7778 | 38.6667
7026 | 1.4012 | 277.7778 | 38.6667
7027 | 1.5072 | 277.7778 | 38.6667
7028 | 1.2391 | 277.7778 | 38.6667
7029 | 1.1292 | 277.7778 | 38.6667
7030 | 1.1642 | 277.7778 | 38.6667
7031 | 0.96028 | 277.7778 | 38.6667
7032 | 0.96185 | 277.7778 | 38.6667
7033 | 0.93519 | 277.7778 | 38.6667
7034 | 0.82252 | 277.7778 | 38.6667
7035 | 0.66398 | 277.7778 | 38.6667
7036 | 0.77344 | 277.7778 | 38.6667
7037 | 1.1041 | 277.7778 | 38.6667
7038 | 1.5796 | 277.7778 | 38.6667
7039 | 1.6608 | 277.7778 | 38.6667
7040 | 1.6889 | 277.7778 | 38.6667
7041 | 1.543 | 277.7778 | 38.6667
7042 | 1.5811 | 277.7778 | 38.6667
7043 | 1.4482 | 277.7778 | 38.6667
7044 | 1.3822 | 277.7778 | 38.6667
7045 | 1.3406 | 277.7778 | 38.6667
7046 | 1.3785 | 277.7778 | 38.6667
7047 | 1.5444 | 277.7778 | 38.6667
7048 | 1.4942 | 277.7778 | 38.6667
7049 | 1.5501 | 277.7778 | 38.6667
7050 | 1.7383 | 277.7778 | 38.6667
7051 | 1.9154 | 277.7778 | 38.6667
7052 | 1.6195 | 277.7778 | 38.6667
7053 | 1.3307 | 277.7778 | 38.6667
7054 | 1.1479 | 277.7778 | 38.6667
7055 | 1.0497 | 277.7778 | 38.6667
7056 | 0.9449 | 277.7778 | 38.6667
7057 | 0.8438 | 277.7778 | 38.6667
7058 | 0.79918 | 277.7778 | 38.6667
7059 | 0.79977 | 277.7778 | 38.6667
7060 | 0.94807 | 277.7778 | 38.6667
7061 | 1.2101 | 277.7778 | 38.6667
7062 | 1.2431 | 277.7778 | 38.6667
7063 | 1.5881 | 277.7778 | 38.6667
7064 | 1.6569 | 277.7778 | 38.6667
7065 | 1.5852 | 277.7778 | 38.6667
7066 | 1.4522 | 277.7778 | 38.6667
7067 | 1.2669 | 277.7778 | 38.6667
7068 | 1.1674 | 277.7778 | 38.6667
7069 | 1.2091 | 277.7778 | 38.6667
7070 | 1.2509 | 277.7778 | 38.6667
7071 | 1.1684 | 277.7778 | 38.6667
7072 | 1.1567 | 277.7778 | 38.6667
7073 | 1.3577 | 277.7778 | 38.6667
7074 | 1.4921 | 277.7778 | 38.6667
7075 | 1.5473 | 277.7778 | 38.6667
7076 | 1.113 | 277.7778 | 38.6667
7077 | 1.0863 | 277.7778 | 38.6667
7078 | 0.9675 | 277.7778 | 38.6667
7079 | 0.90463 | 277.7778 | 38.6667
7080 | 0.78026 | 277.7778 | 38.6667
7081 | 0.72672 | 277.7778 | 38.6667
7082 | 0.65333 | 277.7778 | 38.6667
7083 | 0.68344 | 277.7778 | 38.6667
7084 | 0.81185 | 277.7778 | 38.6667
7085 | 1.0197 | 277.7778 | 38.6667
7086 | 1.4088 | 277.7778 | 38.6667
7087 | 1.4114 | 277.7778 | 38.6667
7088 | 1.4159 | 277.7778 | 38.6667
7089 | 1.1823 | 277.7778 | 38.6667
7090 | 1.1329 | 277.7778 | 38.6667
7091 | 1.1325 | 277.7778 | 38.6667
7092 | 1.096 | 277.7778 | 38.6667
7093 | 1.0854 | 277.7778 | 38.6667
7094 | 1.1612 | 277.7778 | 38.6667
7095 | 1.0469 | 277.7778 | 38.6667
7096 | 1.036 | 277.7778 | 38.6667
7097 | 1.1827 | 277.7778 | 38.6667
7098 | 1.4107 | 277.7778 | 38.6667
7099 | 1.3033 | 277.7778 | 38.6667
7100 | 1.1165 | 277.7778 | 38.6667
7101 | 1.1306 | 277.7778 | 38.6667
7102 | 0.98808 | 277.7778 | 38.6667
7103 | 0.94161 | 277.7778 | 38.6667
7104 | 0.80066 | 277.7778 | 38.6667
7105 | 0.75669 | 277.7778 | 38.6667
7106 | 0.73663 | 277.7778 | 38.6667
7107 | 0.67397 | 277.7778 | 38.6667
7108 | 0.884 | 277.7778 | 38.6667
7109 | 1.0549 | 277.7778 | 38.6667
7110 | 1.2077 | 277.7778 | 38.6667
7111 | 1.6078 | 277.7778 | 38.6667
7112 | 1.7097 | 277.7778 | 38.6667
7113 | 1.4707 | 277.7778 | 38.6667
7114 | 1.188 | 277.7778 | 38.6667
7115 | 1.0128 | 277.7778 | 38.6667
7116 | 1.0999 | 277.7778 | 38.6667
7117 | 1.1991 | 277.7778 | 38.6667
7118 | 1.2128 | 277.7778 | 38.6667
7119 | 1.2475 | 277.7778 | 38.6667
7120 | 1.3511 | 277.7778 | 38.6667
7121 | 1.4792 | 277.7778 | 38.6667
7122 | 2.1451 | 277.7778 | 38.6667
7123 | 2.05 | 277.7778 | 38.6667
7124 | 1.5383 | 277.7778 | 38.6667
7125 | 1.3286 | 277.7778 | 38.6667
7126 | 1.169 | 277.7778 | 38.6667
7127 | 1.0261 | 277.7778 | 38.6667
7128 | 1.1632 | 277.7778 | 38.6667
7129 | 0.98373 | 277.7778 | 38.6667
7130 | 0.92168 | 277.7778 | 38.6667
7131 | 0.87381 | 277.7778 | 38.6667
7132 | 1.0537 | 277.7778 | 38.6667
7133 | 1.1934 | 277.7778 | 38.6667
7134 | 1.3027 | 277.7778 | 38.6667
7135 | 1.5844 | 277.7778 | 38.6667
7136 | 1.6906 | 277.7778 | 38.6667
7137 | 1.5659 | 277.7778 | 38.6667
7138 | 1.4927 | 277.7778 | 38.6667
7139 | 1.3086 | 277.7778 | 38.6667
7140 | 1.2347 | 277.7778 | 38.6667
7141 | 1.2175 | 277.7778 | 38.6667
7142 | 1.1079 | 277.7778 | 38.6667
7143 | 1.1354 | 277.7778 | 38.6667
7144 | 1.201 | 277.7778 | 38.6667
7145 | 1.3154 | 277.7778 | 38.6667
7146 | 1.488 | 277.7778 | 38.6667
7147 | 1.398 | 277.7778 | 38.6667
7148 | 1.2134 | 277.7778 | 38.6667
7149 | 1.1699 | 277.7778 | 38.6667
7150 | 1.1638 | 277.7778 | 38.6667
7151 | 1.1434 | 277.7778 | 38.6667
7152 | 1.0525 | 277.7778 | 38.6667
7153 | 0.85995 | 277.7778 | 38.6667
7154 | 0.81394 | 277.7778 | 38.6667
7155 | 0.78644 | 277.7778 | 38.6667
7156 | 0.78994 | 277.7778 | 38.6667
7157 | 0.94096 | 277.7778 | 38.6667
7158 | 1.1231 | 277.7778 | 38.6667
7159 | 1.2608 | 277.7778 | 38.6667
7160 | 1.1481 | 277.7778 | 38.6667
7161 | 1.0755 | 277.7778 | 38.6667
7162 | 1.1734 | 277.7778 | 38.6667
7163 | 1.052 | 277.7778 | 38.6667
7164 | 1.0002 | 277.7778 | 38.6667
7165 | 0.83868 | 277.7778 | 38.6667
7166 | 0.82703 | 277.7778 | 38.6667
7167 | 0.89492 | 277.7778 | 38.6667
7168 | 1.074 | 277.7778 | 38.6667
7169 | 1.2982 | 277.7778 | 38.6667
7170 | 1.3778 | 277.7778 | 38.6667
7171 | 1.489 | 277.7778 | 38.6667
7172 | 1.0289 | 277.7778 | 38.6667
7173 | 1.1045 | 277.7778 | 38.6667
7174 | 0.98579 | 277.7778 | 38.6667
7175 | 0.70458 | 277.7778 | 38.6667
7176 | 0.8544 | 277.7778 | 38.6667
7177 | 0.66919 | 277.7778 | 38.6667
7178 | 0.66222 | 277.7778 | 38.6667
7179 | 0.68412 | 277.7778 | 38.6667
7180 | 0.63531 | 277.7778 | 38.6667
7181 | 0.64321 | 277.7778 | 38.6667
7182 | 0.52864 | 277.7778 | 38.6667
7183 | 0.49494 | 277.7778 | 38.6667
7184 | 0.39961 | 277.7778 | 38.6667
7185 | 0.35097 | 277.7778 | 38.6667
7186 | 0.46697 | 277.7778 | 38.6667
7187 | 0.54205 | 277.7778 | 38.6667
7188 | 0.41682 | 277.7778 | 38.6667
7189 | 0.54079 | 277.7778 | 38.6667
7190 | 0.45719 | 277.7778 | 38.6667
7191 | 0.52678 | 277.7778 | 38.6667
7192 | 0.54199 | 277.7778 | 38.6667
7193 | 0.81567 | 277.7778 | 38.6667
7194 | 0.9258 | 277.7778 | 38.6667
7195 | 0.87119 | 277.7778 | 38.6667
7196 | 0.63202 | 277.7778 | 38.6667
7197 | 0.53162 | 277.7778 | 38.6667
7198 | 0.51747 | 277.7778 | 38.6667
7199 | -0.19172 | 277.7778 | 38.6667
7200 | 0.28249 | 277.7778 | 38.6667
7201 | -0.057846 | 277.7778 | 38.6667
7202 | -0.60766 | 277.7778 | 38.6667
7203 | 0.37442 | 277.7778 | 38.6667
7204 | 0.60404 | 277.7778 | 38.6667
7205 | 0.70366 | 277.7778 | 38.6667
7206 | 1.125 | 277.7778 | 38.6667
7207 | 1.3666 | 277.7778 | 38.6667
7208 | 1.0399 | 277.7778 | 38.6667
7209 | 1.019 | 277.7778 | 38.6667
7210 | 0.93878 | 277.7778 | 38.6667
7211 | 0.85813 | 277.7778 | 38.6667
7212 | 0.89988 | 277.7778 | 38.6667
7213 | 0.79543 | 277.7778 | 38.6667
7214 | 0.8478 | 277.7778 | 38.6667
7215 | 1.059 | 277.7778 | 38.6667
7216 | 1.2033 | 277.7778 | 38.6667
7217 | 1.3314 | 277.7778 | 38.6667
7218 | 1.3523 | 277.7778 | 38.6667
7219 | 1.1742 | 277.7778 | 38.6667
7220 | 1.266 | 277.7778 | 38.6667
7221 | 0.95623 | 277.7778 | 38.6667
7222 | 0.8858 | 277.7778 | 38.6667
7223 | 0.64487 | 277.7778 | 38.6667
7224 | 0.63555 | 277.7778 | 38.6667
7225 | 0.57983 | 277.7778 | 38.6667
7226 | 0.60346 | 277.7778 | 38.6667
7227 | 0.5375 | 277.7778 | 38.6667
7228 | 0.89526 | 277.7778 | 38.6667
7229 | 1.068 | 277.7778 | 38.6667
7230 | 1.3196 | 277.7778 | 38.6667
7231 | 1.3996 | 277.7778 | 38.6667
7232 | 1.0788 | 277.7778 | 38.6667
7233 | 0.96714 | 277.7778 | 38.6667
7234 | 1.0017 | 277.7778 | 38.6667
7235 | 0.98025 | 277.7778 | 38.6667
7236 | 0.98057 | 277.7778 | 38.6667
7237 | 0.98703 | 277.7778 | 38.6667
7238 | 1.3461 | 277.7778 | 38.6667
7239 | 1.3906 | 277.7778 | 38.6667
7240 | 1.3188 | 277.7778 | 38.6667
7241 | 1.4092 | 277.7778 | 38.6667
7242 | 0.99753 | 277.7778 | 38.6667
7243 | 1.6568 | 277.7778 | 38.6667
7244 | 1.2808 | 277.7778 | 38.6667
7245 | 1.3564 | 277.7778 | 38.6667
7246 | 1.1662 | 277.7778 | 38.6667
7247 | 0.99786 | 277.7778 | 38.6667
7248 | 0.95635 | 277.7778 | 38.6667
7249 | 0.91547 | 277.7778 | 38.6667
7250 | 0.89022 | 277.7778 | 38.6667
7251 | 0.88834 | 277.7778 | 38.6667
7252 | 1.0341 | 277.7778 | 38.6667
7253 | 1.1909 | 277.7778 | 38.6667
7254 | 1.159 | 277.7778 | 38.6667
7255 | 1.4355 | 277.7778 | 38.6667
7256 | 1.2749 | 277.7778 | 38.6667
7257 | 1.0659 | 277.7778 | 38.6667
7258 | 0.9697 | 277.7778 | 38.6667
7259 | 0.98317 | 277.7778 | 38.6667
7260 | 1.0955 | 277.7778 | 38.6667
7261 | 1.1461 | 277.7778 | 38.6667
7262 | 1.1173 | 277.7778 | 38.6667
7263 | 1.3841 | 277.7778 | 38.6667
7264 | 1.4939 | 277.7778 | 38.6667
7265 | 2.1461 | 277.7778 | 38.6667
7266 | 1.9671 | 277.7778 | 38.6667
7267 | 1.89 | 277.7778 | 38.6667
7268 | 1.3468 | 277.7778 | 38.6667
7269 | 1.1778 | 277.7778 | 38.6667
7270 | 1.1263 | 277.7778 | 38.6667
7271 | 1.1167 | 277.7778 | 38.6667
7272 | 1.1013 | 277.7778 | 38.6667
7273 | 1.0865 | 277.7778 | 38.6667
7274 | 1.0774 | 277.7778 | 38.6667
7275 | 1.0871 | 277.7778 | 38.6667
7276 | 1.0901 | 277.7778 | 38.6667
7277 | 1.1797 | 277.7778 | 38.6667
7278 | 1.0391 | 277.7778 | 38.6667
7279 | 1.217 | 277.7778 | 38.6667
7280 | 1.2818 | 277.7778 | 38.6667
7281 | 1.1161 | 277.7778 | 38.6667
7282 | 1.0468 | 277.7778 | 38.6667
7283 | 1.0034 | 277.7778 | 38.6667
7284 | 1.0013 | 277.7778 | 38.6667
7285 | 1.1478 | 277.7778 | 38.6667
7286 | 1.297 | 277.7778 | 38.6667
7287 | 1.1962 | 277.7778 | 38.6667
7288 | 1.4786 | 277.7778 | 38.6667
7289 | 1.6696 | 277.7778 | 38.6667
7290 | 1.7711 | 277.7778 | 38.6667
7291 | 1.2402 | 277.7778 | 38.6667
7292 | 1.1408 | 277.7778 | 38.6667
7293 | 1.3133 | 277.7778 | 38.6667
7294 | 1.1345 | 277.7778 | 38.6667
7295 | 1.0319 | 277.7778 | 38.6667
7296 | 1.0533 | 277.7778 | 38.6667
7297 | 1.0184 | 277.7778 | 38.6667
7298 | 0.95698 | 277.7778 | 38.6667
7299 | 0.95862 | 277.7778 | 38.6667
7300 | 0.90458 | 277.7778 | 38.6667
7301 | 0.95677 | 277.7778 | 38.6667
7302 | 1.0583 | 277.7778 | 38.6667
7303 | 1.1126 | 277.7778 | 38.6667
7304 | 1.2046 | 277.7778 | 38.6667
7305 | 1.1628 | 277.7778 | 38.6667
7306 | 1.1301 | 277.7778 | 38.6667
7307 | 1.2 | 277.7778 | 38.6667
7308 | 1.2921 | 277.7778 | 38.6667
7309 | 1.2438 | 277.7778 | 38.6667
7310 | 1.2477 | 277.7778 | 38.6667
7311 | 1.2431 | 277.7778 | 38.6667
7312 | 1.3923 | 277.7778 | 38.6667
7313 | 1.4101 | 277.7778 | 38.6667
7314 | 1.4498 | 277.7778 | 38.6667
7315 | 1.3744 | 277.7778 | 38.6667
7316 | 1.1802 | 277.7778 | 38.6667
7317 | 1.1622 | 277.7778 | 38.6667
7318 | 1.2254 | 277.7778 | 38.6667
7319 | 1.1928 | 277.7778 | 38.6667
7320 | 1.0719 | 277.7778 | 38.6667
7321 | 0.85219 | 277.7778 | 38.6667
7322 | 0.7137 | 277.7778 | 38.6667
7323 | 0.69254 | 277.7778 | 38.6667
7324 | 0.68309 | 277.7778 | 38.6667
7325 | 0.69298 | 277.7778 | 38.6667
7326 | 0.80746 | 277.7778 | 38.6667
7327 | 0.8413 | 277.7778 | 38.6667
7328 | 1.0285 | 277.7778 | 38.6667
7329 | 1.1785 | 277.7778 | 38.6667
7330 | 1.2205 | 277.7778 | 38.6667
7331 | 1.2563 | 277.7778 | 38.6667
7332 | 1.2467 | 277.7778 | 38.6667
7333 | 1.2721 | 277.7778 | 38.6667
7334 | 1.2166 | 277.7778 | 38.6667
7335 | 1.366 | 277.7778 | 38.6667
7336 | 1.3921 | 277.7778 | 38.6667
7337 | 1.4362 | 277.7778 | 38.6667
7338 | 1.5018 | 277.7778 | 38.6667
7339 | 1.2503 | 277.7778 | 38.6667
7340 | 1.2397 | 277.7778 | 38.6667
7341 | 0.91929 | 277.7778 | 38.6667
7342 | 1.0708 | 277.7778 | 38.6667
7343 | 0.91406 | 277.7778 | 38.6667
7344 | 0.59354 | 277.7778 | 38.6667
7345 | 0.69283 | 277.7778 | 38.6667
7346 | 0.5711 | 277.7778 | 38.6667
7347 | 0.49179 | 277.7778 | 38.6667
7348 | 0.42604 | 277.7778 | 38.6667
7349 | 0.42995 | 277.7778 | 38.6667
7350 | 0.45666 | 277.7778 | 38.6667
7351 | 0.40858 | 277.7778 | 38.6667
7352 | 0.48029 | 277.7778 | 38.6667
7353 | 0.63028 | 277.7778 | 38.6667
7354 | 0.62945 | 277.7778 | 38.6667
7355 | 0.63803 | 277.7778 | 38.6667
7356 | 0.54965 | 277.7778 | 38.6667
7357 | 0.35767 | 277.7778 | 38.6667
7358 | 0.56127 | 277.7778 | 38.6667
7359 | 0.58188 | 277.7778 | 38.6667
7360 | 0.60521 | 277.7778 | 38.6667
7361 | 0.80389 | 277.7778 | 38.6667
7362 | 0.82597 | 277.7778 | 38.6667
7363 | 0.74034 | 277.7778 | 38.6667
7364 | 0.65294 | 277.7778 | 38.6667
7365 | 0.59541 | 277.7778 | 38.6667
7366 | 0.64296 | 277.7778 | 38.6667
7367 | 0.53337 | 277.7778 | 38.6667
7368 | 0.52467 | 277.7778 | 38.6667
7369 | 0.56638 | 277.7778 | 38.6667
7370 | 0.54788 | 277.7778 | 38.6667
7371 | 0.51439 | 277.7778 | 38.6667
7372 | 0.56638 | 277.7778 | 38.6667
7373 | 0.63016 | 277.7778 | 38.6667
7374 | 0.99563 | 277.7778 | 38.6667
7375 | 1.0111 | 277.7778 | 38.6667
7376 | 1.0888 | 277.7778 | 38.6667
7377 | 1.0107 | 277.7778 | 38.6667
7378 | 0.99626 | 277.7778 | 38.6667
7379 | 0.99171 | 277.7778 | 38.6667
7380 | 1.0031 | 277.7778 | 38.6667
7381 | 1.1467 | 277.7778 | 38.6667
7382 | 1.1687 | 277.7778 | 38.6667
7383 | 1.0393 | 277.7778 | 38.6667
7384 | 1.2918 | 277.7778 | 38.6667
7385 | 1.4585 | 277.7778 | 38.6667
7386 | 1.4377 | 277.7778 | 38.6667
7387 | 1.3633 | 277.7778 | 38.6667
7388 | 1.1111 | 277.7778 | 38.6667
7389 | 0.98633 | 277.7778 | 38.6667
7390 | 1.0646 | 277.7778 | 38.6667
7391 | 0.83688 | 277.7778 | 38.6667
7392 | 0.82834 | 277.7778 | 38.6667
7393 | 0.79547 | 277.7778 | 38.6667
7394 | 0.78643 | 277.7778 | 38.6667
7395 | 0.75985 | 277.7778 | 38.6667
7396 | 0.78622 | 277.7778 | 38.6667
7397 | 1.0672 | 277.7778 | 38.6667
7398 | 1.4753 | 277.7778 | 38.6667
7399 | 1.3917 | 277.7778 | 38.6667
7400 | 1.3763 | 277.7778 | 38.6667
7401 | 1.2166 | 277.7778 | 38.6667
7402 | 1.1455 | 277.7778 | 38.6667
7403 | 1.1688 | 277.7778 | 38.6667
7404 | 1.2861 | 277.7778 | 38.6667
7405 | 1.3561 | 277.7778 | 38.6667
7406 | 1.3868 | 277.7778 | 38.6667
7407 | 1.5024 | 277.7778 | 38.6667
7408 | 1.6364 | 277.7778 | 38.6667
7409 | 1.8092 | 277.7778 | 38.6667
7410 | 1.777 | 277.7778 | 38.6667
7411 | 1.3693 | 277.7778 | 38.6667
7412 | 1.2736 | 277.7778 | 38.6667
7413 | 1.1711 | 277.7778 | 38.6667
7414 | 0.9635 | 277.7778 | 38.6667
7415 | 0.91688 | 277.7778 | 38.6667
7416 | 0.8839 | 277.7778 | 38.6667
7417 | 0.77203 | 277.7778 | 38.6667
7418 | 0.63929 | 277.7778 | 38.6667
7419 | 0.55444 | 277.7778 | 38.6667
7420 | 0.51273 | 277.7778 | 38.6667
7421 | 0.89424 | 277.7778 | 38.6667
7422 | 1.1707 | 277.7778 | 38.6667
7423 | 1.2329 | 277.7778 | 38.6667
7424 | 1.3085 | 277.7778 | 38.6667
7425 | 1.0763 | 277.7778 | 38.6667
7426 | 1.0463 | 277.7778 | 38.6667
7427 | 1.1119 | 277.7778 | 38.6667
7428 | 1.1005 | 277.7778 | 38.6667
7429 | 1.1687 | 277.7778 | 38.6667
7430 | 1.2742 | 277.7778 | 38.6667
7431 | 1.2948 | 277.7778 | 38.6667
7432 | 1.3646 | 277.7778 | 38.6667
7433 | 1.5456 | 277.7778 | 38.6667
7434 | 1.8384 | 277.7778 | 38.6667
7435 | 1.558 | 277.7778 | 38.6667
7436 | 1.3016 | 277.7778 | 38.6667
7437 | 1.2056 | 277.7778 | 38.6667
7438 | 1.0336 | 277.7778 | 38.6667
7439 | 1.0768 | 277.7778 | 38.6667
7440 | 0.92859 | 277.7778 | 38.6667
7441 | 0.67171 | 277.7778 | 38.6667
7442 | 0.62971 | 277.7778 | 38.6667
7443 | 0.62313 | 277.7778 | 38.6667
7444 | 0.65394 | 277.7778 | 38.6667
7445 | 0.81036 | 277.7778 | 38.6667
7446 | 1.1476 | 277.7778 | 38.6667
7447 | 1.0969 | 277.7778 | 38.6667
7448 | 1.1116 | 277.7778 | 38.6667
7449 | 1.0794 | 277.7778 | 38.6667
7450 | 1.0651 | 277.7778 | 38.6667
7451 | 1.0749 | 277.7778 | 38.6667
7452 | 1.0722 | 277.7778 | 38.6667
7453 | 1.1063 | 277.7778 | 38.6667
7454 | 1.217 | 277.7778 | 38.6667
7455 | 1.314 | 277.7778 | 38.6667
7456 | 1.4989 | 277.7778 | 38.6667
7457 | 1.8355 | 277.7778 | 38.6667
7458 | 2.1346 | 277.7778 | 38.6667
7459 | 1.8215 | 277.7778 | 38.6667
7460 | 1.5548 | 277.7778 | 38.6667
7461 | 1.104 | 277.7778 | 38.6667
7462 | 1.108 | 277.7778 | 38.6667
7463 | 1.0114 | 277.7778 | 38.6667
7464 | 1.1176 | 277.7778 | 38.6667
7465 | 0.97318 | 277.7778 | 38.6667
7466 | 0.9323 | 277.7778 | 38.6667
7467 | 0.99919 | 277.7778 | 38.6667
7468 | 1.0268 | 277.7778 | 38.6667
7469 | 1.169 | 277.7778 | 38.6667
7470 | 1.3054 | 277.7778 | 38.6667
7471 | 1.6409 | 277.7778 | 38.6667
7472 | 1.5041 | 277.7778 | 38.6667
7473 | 1.5009 | 277.7778 | 38.6667
7474 | 1.5347 | 277.7778 | 38.6667
7475 | 1.5502 | 277.7778 | 38.6667
7476 | 1.5392 | 277.7778 | 38.6667
7477 | 1.5553 | 277.7778 | 38.6667
7478 | 1.4936 | 277.7778 | 38.6667
7479 | 1.5735 | 277.7778 | 38.6667
7480 | 1.5585 | 277.7778 | 38.6667
7481 | 1.915 | 277.7778 | 38.6667
7482 | 1.9001 | 277.7778 | 38.6667
7483 | 1.4844 | 277.7778 | 38.6667
7484 | 1.4808 | 277.7778 | 38.6667
7485 | 1.1614 | 277.7778 | 38.6667
7486 | 1.1604 | 277.7778 | 38.6667
7487 | 1.0955 | 277.7778 | 38.6667
7488 | 1.0933 | 277.7778 | 38.6667
7489 | 0.96381 | 277.7778 | 38.6667
7490 | 0.83847 | 277.7778 | 38.6667
7491 | 0.72802 | 277.7778 | 38.6667
7492 | 0.63098 | 277.7778 | 38.6667
7493 | 0.71708 | 277.7778 | 38.6667
7494 | 0.68785 | 277.7778 | 38.6667
7495 | 0.83648 | 277.7778 | 38.6667
7496 | 0.93075 | 277.7778 | 38.6667
7497 | 0.63236 | 277.7778 | 38.6667
7498 | 0.60444 | 277.7778 | 38.6667
7499 | 0.46998 | 277.7778 | 38.6667
7500 | 0.60287 | 277.7778 | 38.6667
7501 | 0.67884 | 277.7778 | 38.6667
7502 | 0.72828 | 277.7778 | 38.6667
7503 | 0.99253 | 277.7778 | 38.6667
7504 | 1.3126 | 277.7778 | 38.6667
7505 | 1.3787 | 277.7778 | 38.6667
7506 | 1.4054 | 277.7778 | 38.6667
7507 | 1.3225 | 277.7778 | 38.6667
7508 | 1.1168 | 277.7778 | 38.6667
7509 | 1.1272 | 277.7778 | 38.6667
7510 | 1.1185 | 277.7778 | 38.6667
7511 | 0.85304 | 277.7778 | 38.6667
7512 | 0.7645 | 277.7778 | 38.6667
7513 | 0.66568 | 277.7778 | 38.6667
7514 | 0.6102 | 277.7778 | 38.6667
7515 | 0.48264 | 277.7778 | 38.6667
7516 | 0.47973 | 277.7778 | 38.6667
7517 | 0.50678 | 277.7778 | 38.6667
7518 | 0.60321 | 277.7778 | 38.6667
7519 | 0.76219 | 277.7778 | 38.6667
7520 | 0.81344 | 277.7778 | 38.6667
7521 | 0.9183 | 277.7778 | 38.6667
7522 | 1.0476 | 277.7778 | 38.6667
7523 | 1.2081 | 277.7778 | 38.6667
7524 | 1.2011 | 277.7778 | 38.6667
7525 | 1.0827 | 277.7778 | 38.6667
7526 | 1.0327 | 277.7778 | 38.6667
7527 | 0.92883 | 277.7778 | 38.6667
7528 | 1.0343 | 277.7778 | 38.6667
7529 | 1.3849 | 277.7778 | 38.6667
7530 | 1.1726 | 277.7778 | 38.6667
7531 | 1.27 | 277.7778 | 38.6667
7532 | 1.2084 | 277.7778 | 38.6667
7533 | 1.191 | 277.7778 | 38.6667
7534 | 1.1827 | 277.7778 | 38.6667
7535 | 0.87995 | 277.7778 | 38.6667
7536 | 0.925 | 277.7778 | 38.6667
7537 | 0.85933 | 277.7778 | 38.6667
7538 | 0.81423 | 277.7778 | 38.6667
7539 | 0.80592 | 277.7778 | 38.6667
7540 | 0.8087 | 277.7778 | 38.6667
7541 | 0.91726 | 277.7778 | 38.6667
7542 | 1.063 | 277.7778 | 38.6667
7543 | 1.1959 | 277.7778 | 38.6667
7544 | 1.2569 | 277.7778 | 38.6667
7545 | 1.3384 | 277.7778 | 38.6667
7546 | 1.2364 | 277.7778 | 38.6667
7547 | 1.2579 | 277.7778 | 38.6667
7548 | 1.2794 | 277.7778 | 38.6667
7549 | 1.4838 | 277.7778 | 38.6667
7550 | 1.2453 | 277.7778 | 38.6667
7551 | 1.3566 | 277.7778 | 38.6667
7552 | 1.4323 | 277.7778 | 38.6667
7553 | 1.5252 | 277.7778 | 38.6667
7554 | 1.6698 | 277.7778 | 38.6667
7555 | 1.4909 | 277.7778 | 38.6667
7556 | 1.3081 | 277.7778 | 38.6667
7557 | 1.2403 | 277.7778 | 38.6667
7558 | 1.1003 | 277.7778 | 38.6667
7559 | 0.90544 | 277.7778 | 38.6667
7560 | 0.89674 | 277.7778 | 38.6667
7561 | 0.80115 | 277.7778 | 38.6667
7562 | 0.73554 | 277.7778 | 38.6667
7563 | 0.84065 | 277.7778 | 38.6667
7564 | 0.85445 | 277.7778 | 38.6667
7565 | 1.0749 | 277.7778 | 38.6667
7566 | 1.3928 | 277.7778 | 38.6667
7567 | 1.1925 | 277.7778 | 38.6667
7568 | 1.1026 | 277.7778 | 38.6667
7569 | 1.1318 | 277.7778 | 38.6667
7570 | 1.0769 | 277.7778 | 38.6667
7571 | 1.0071 | 277.7778 | 38.6667
7572 | 0.70185 | 277.7778 | 38.6667
7573 | 0.91641 | 277.7778 | 38.6667
7574 | 1.0251 | 277.7778 | 38.6667
7575 | 1.2026 | 277.7778 | 38.6667
7576 | 1.2515 | 277.7778 | 38.6667
7577 | 1.8897 | 277.7778 | 38.6667
7578 | 2.2043 | 277.7778 | 38.6667
7579 | 1.4781 | 277.7778 | 38.6667
7580 | 1.115 | 277.7778 | 38.6667
7581 | 0.89457 | 277.7778 | 38.6667
7582 | 0.86864 | 277.7778 | 38.6667
7583 | 0.7944 | 277.7778 | 38.6667
7584 | 0.73098 | 277.7778 | 38.6667
7585 | 0.99232 | 277.7778 | 38.6667
7586 | 0.99579 | 277.7778 | 38.6667
7587 | 0.96408 | 277.7778 | 38.6667
7588 | 1.0104 | 277.7778 | 38.6667
7589 | 0.80906 | 277.7778 | 38.6667
7590 | 0.71873 | 277.7778 | 38.6667
7591 | 1.1685 | 277.7778 | 38.6667
7592 | 1.0622 | 277.7778 | 38.6667
7593 | 1.0335 | 277.7778 | 38.6667
7594 | 1.0042 | 277.7778 | 38.6667
7595 | 1.0566 | 277.7778 | 38.6667
7596 | 0.94421 | 277.7778 | 38.6667
7597 | 1.0559 | 277.7778 | 38.6667
7598 | 1.0385 | 277.7778 | 38.6667
7599 | 1.0804 | 277.7778 | 38.6667
7600 | 1.125 | 277.7778 | 38.6667
7601 | 1.6836 | 277.7778 | 38.6667
7602 | 2.0931 | 277.7778 | 38.6667
7603 | 1.1056 | 277.7778 | 38.6667
7604 | 0.96137 | 277.7778 | 38.6667
7605 | 0.66596 | 277.7778 | 38.6667
7606 | 0.76848 | 277.7778 | 38.6667
7607 | 0.76215 | 277.7778 | 38.6667
7608 | 0.72139 | 277.7778 | 38.6667
7609 | 0.99885 | 277.7778 | 38.6667
7610 | 0.99397 | 277.7778 | 38.6667
7611 | 1.0058 | 277.7778 | 38.6667
7612 | 0.73049 | 277.7778 | 38.6667
7613 | 0.79635 | 277.7778 | 38.6667
7614 | 0.94122 | 277.7778 | 38.6667
7615 | 1.1439 | 277.7778 | 38.6667
7616 | 1.1886 | 277.7778 | 38.6667
7617 | 1.1533 | 277.7778 | 38.6667
7618 | 0.95167 | 277.7778 | 38.6667
7619 | 1.1075 | 277.7778 | 38.6667
7620 | 1.1918 | 277.7778 | 38.6667
7621 | 1.2297 | 277.7778 | 38.6667
7622 | 1.2199 | 277.7778 | 38.6667
7623 | 1.201 | 277.7778 | 38.6667
7624 | 1.1886 | 277.7778 | 38.6667
7625 | 1.5938 | 277.7778 | 38.6667
7626 | 1.8983 | 277.7778 | 38.6667
7627 | 1.2957 | 277.7778 | 38.6667
7628 | 1.1623 | 277.7778 | 38.6667
7629 | 0.96103 | 277.7778 | 38.6667
7630 | 0.79162 | 277.7778 | 38.6667
7631 | 0.86039 | 277.7778 | 38.6667
7632 | 0.82906 | 277.7778 | 38.6667
7633 | 0.75149 | 277.7778 | 38.6667
7634 | 0.73676 | 277.7778 | 38.6667
7635 | 0.7362 | 277.7778 | 38.6667
7636 | 0.80515 | 277.7778 | 38.6667
7637 | 0.91904 | 277.7778 | 38.6667
7638 | 0.91846 | 277.7778 | 38.6667
7639 | 1.3245 | 277.7778 | 38.6667
7640 | 1.3568 | 277.7778 | 38.6667
7641 | 1.3378 | 277.7778 | 38.6667
7642 | 1.1553 | 277.7778 | 38.6667
7643 | 1.0245 | 277.7778 | 38.6667
7644 | 0.9768 | 277.7778 | 38.6667
7645 | 0.95584 | 277.7778 | 38.6667
7646 | 0.92295 | 277.7778 | 38.6667
7647 | 0.96154 | 277.7778 | 38.6667
7648 | 1.1714 | 277.7778 | 38.6667
7649 | 1.2468 | 277.7778 | 38.6667
7650 | 1.2493 | 277.7778 | 38.6667
7651 | 0.95401 | 277.7778 | 38.6667
7652 | 0.83455 | 277.7778 | 38.6667
7653 | 0.53267 | 277.7778 | 38.6667
7654 | 0.8677 | 277.7778 | 38.6667
7655 | 1.0541 | 277.7778 | 38.6667
7656 | 1.0527 | 277.7778 | 38.6667
7657 | 1.1264 | 277.7778 | 38.6667
7658 | 1.124 | 277.7778 | 38.6667
7659 | 1.1197 | 277.7778 | 38.6667
7660 | 1.1253 | 277.7778 | 38.6667
7661 | 1.1294 | 277.7778 | 38.6667
7662 | 1.1282 | 277.7778 | 38.6667
7663 | 1.0379 | 277.7778 | 38.6667
7664 | 1.1277 | 277.7778 | 38.6667
7665 | 1.1675 | 277.7778 | 38.6667
7666 | 1.1723 | 277.7778 | 38.6667
7667 | 1.1163 | 277.7778 | 38.6667
7668 | 1.0858 | 277.7778 | 38.6667
7669 | 1.0732 | 277.7778 | 38.6667
7670 | 1.127 | 277.7778 | 38.6667
7671 | 1.1461 | 277.7778 | 38.6667
7672 | 1.449 | 277.7778 | 38.6667
7673 | 1.5395 | 277.7778 | 38.6667
7674 | 1.3205 | 277.7778 | 38.6667
7675 | 1.3079 | 277.7778 | 38.6667
7676 | 1.1052 | 277.7778 | 38.6667
7677 | 1.0512 | 277.7778 | 38.6667
7678 | 1.0577 | 277.7778 | 38.6667
7679 | 1.0268 | 277.7778 | 38.6667
7680 | 0.98672 | 277.7778 | 38.6667
7681 | 1.0563 | 277.7778 | 38.6667
7682 | 1.0742 | 277.7778 | 38.6667
7683 | 1.0713 | 277.7778 | 38.6667
7684 | 1.0825 | 277.7778 | 38.6667
7685 | 0.98619 | 277.7778 | 38.6667
7686 | 0.97361 | 277.7778 | 38.6667
7687 | 1.0275 | 277.7778 | 38.6667
7688 | 1.1045 | 277.7778 | 38.6667
7689 | 1.1614 | 277.7778 | 38.6667
7690 | 1.151 | 277.7778 | 38.6667
7691 | 1.3342 | 277.7778 | 38.6667
7692 | 1.1763 | 277.7778 | 38.6667
7693 | 1.1758 | 277.7778 | 38.6667
7694 | 1.1857 | 277.7778 | 38.6667
7695 | 1.2852 | 277.7778 | 38.6667
7696 | 1.4245 | 277.7778 | 38.6667
7697 | 1.6263 | 277.7778 | 38.6667
7698 | 1.6331 | 277.7778 | 38.6667
7699 | 1.2739 | 277.7778 | 38.6667
7700 | 1.0072 | 277.7778 | 38.6667
7701 | 1.143 | 277.7778 | 38.6667
7702 | 1.0989 | 277.7778 | 38.6667
7703 | 1.0681 | 277.7778 | 38.6667
7704 | 1.0492 | 277.7778 | 38.6667
7705 | 1.0338 | 277.7778 | 38.6667
7706 | 1.0319 | 277.7778 | 38.6667
7707 | 0.98796 | 277.7778 | 38.6667
7708 | 0.99282 | 277.7778 | 38.6667
7709 | 1.0986 | 277.7778 | 38.6667
7710 | 0.75261 | 277.7778 | 38.6667
7711 | 1.16 | 277.7778 | 38.6667
7712 | 1.0371 | 277.7778 | 38.6667
7713 | 0.96841 | 277.7778 | 38.6667
7714 | 0.86632 | 277.7778 | 38.6667
7715 | 0.81451 | 277.7778 | 38.6667
7716 | 0.7955 | 277.7778 | 38.6667
7717 | 0.87697 | 277.7778 | 38.6667
7718 | 0.96559 | 277.7778 | 38.6667
7719 | 1.2597 | 277.7778 | 38.6667
7720 | 1.3207 | 277.7778 | 38.6667
7721 | 1.0529 | 277.7778 | 38.6667
7722 | 1.1281 | 277.7778 | 38.6667
7723 | 0.97719 | 277.7778 | 38.6667
7724 | 0.69098 | 277.7778 | 38.6667
7725 | 0.5822 | 277.7778 | 38.6667
7726 | 0.7884 | 277.7778 | 38.6667
7727 | 0.73455 | 277.7778 | 38.6667
7728 | 0.72736 | 277.7778 | 38.6667
7729 | 0.79035 | 277.7778 | 38.6667
7730 | 0.97396 | 277.7778 | 38.6667
7731 | 0.80088 | 277.7778 | 38.6667
7732 | 0.758 | 277.7778 | 38.6667
7733 | 0.82726 | 277.7778 | 38.6667
7734 | 0.76132 | 277.7778 | 38.6667
7735 | 1.239 | 277.7778 | 38.6667
7736 | 1.5083 | 277.7778 | 38.6667
7737 | 1.4239 | 277.7778 | 38.6667
7738 | 1.2957 | 277.7778 | 38.6667
7739 | 1.1109 | 277.7778 | 38.6667
7740 | 1.2979 | 277.7778 | 38.6667
7741 | 1.3598 | 277.7778 | 38.6667
7742 | 1.3844 | 277.7778 | 38.6667
7743 | 1.3625 | 277.7778 | 38.6667
7744 | 1.4218 | 277.7778 | 38.6667
7745 | 1.9731 | 277.7778 | 38.6667
7746 | 2.0791 | 277.7778 | 38.6667
7747 | 1.3267 | 277.7778 | 38.6667
7748 | 1.0451 | 277.7778 | 38.6667
7749 | 0.88827 | 277.7778 | 38.6667
7750 | 0.66882 | 277.7778 | 38.6667
7751 | 0.76587 | 277.7778 | 38.6667
7752 | 0.74297 | 277.7778 | 38.6667
7753 | 0.96821 | 277.7778 | 38.6667
7754 | 0.94321 | 277.7778 | 38.6667
7755 | 0.94826 | 277.7778 | 38.6667
7756 | 0.79081 | 277.7778 | 38.6667
7757 | 0.812 | 277.7778 | 38.6667
7758 | 0.85329 | 277.7778 | 38.6667
7759 | 1.2535 | 277.7778 | 38.6667
7760 | 1.1277 | 277.7778 | 38.6667
7761 | 1.1398 | 277.7778 | 38.6667
7762 | 1.2378 | 277.7778 | 38.6667
7763 | 1.237 | 277.7778 | 38.6667
7764 | 1.1169 | 277.7778 | 38.6667
7765 | 1.1742 | 277.7778 | 38.6667
7766 | 1.1611 | 277.7778 | 38.6667
7767 | 1.3371 | 277.7778 | 38.6667
7768 | 1.4376 | 277.7778 | 38.6667
7769 | 1.8703 | 277.7778 | 38.6667
7770 | 1.5522 | 277.7778 | 38.6667
7771 | 1.0044 | 277.7778 | 38.6667
7772 | 0.91032 | 277.7778 | 38.6667
7773 | 0.75678 | 277.7778 | 38.6667
7774 | 0.6729 | 277.7778 | 38.6667
7775 | 0.73724 | 277.7778 | 38.6667
7776 | 0.73896 | 277.7778 | 38.6667
7777 | 0.97954 | 277.7778 | 38.6667
7778 | 0.96405 | 277.7778 | 38.6667
7779 | 1.0168 | 277.7778 | 38.6667
7780 | 0.75554 | 277.7778 | 38.6667
7781 | 0.88641 | 277.7778 | 38.6667
7782 | 0.93624 | 277.7778 | 38.6667
7783 | 1.4799 | 277.7778 | 38.6667
7784 | 1.3402 | 277.7778 | 38.6667
7785 | 1.4438 | 277.7778 | 38.6667
7786 | 1.3825 | 277.7778 | 38.6667
7787 | 1.2313 | 277.7778 | 38.6667
7788 | 1.2279 | 277.7778 | 38.6667
7789 | 1.2948 | 277.7778 | 38.6667
7790 | 1.5162 | 277.7778 | 38.6667
7791 | 1.4374 | 277.7778 | 38.6667
7792 | 1.4415 | 277.7778 | 38.6667
7793 | 2.0614 | 277.7778 | 38.6667
7794 | 1.9167 | 277.7778 | 38.6667
7795 | 1.2651 | 277.7778 | 38.6667
7796 | 1.0416 | 277.7778 | 38.6667
7797 | 0.78501 | 277.7778 | 38.6667
7798 | 0.82321 | 277.7778 | 38.6667
7799 | 0.77634 | 277.7778 | 38.6667
7800 | 0.74719 | 277.7778 | 38.6667
7801 | 0.98932 | 277.7778 | 38.6667
7802 | 0.98762 | 277.7778 | 38.6667
7803 | 0.98743 | 277.7778 | 38.6667
7804 | 1.0242 | 277.7778 | 38.6667
7805 | 0.81658 | 277.7778 | 38.6667
7806 | 0.84254 | 277.7778 | 38.6667
7807 | 0.98078 | 277.7778 | 38.6667
7808 | 1.3726 | 277.7778 | 38.6667
7809 | 1.1857 | 277.7778 | 38.6667
7810 | 1.3741 | 277.7778 | 38.6667
7811 | 1.3 | 277.7778 | 38.6667
7812 | 1.2492 | 277.7778 | 38.6667
7813 | 1.145 | 277.7778 | 38.6667
7814 | 0.98147 | 277.7778 | 38.6667
7815 | 1.0297 | 277.7778 | 38.6667
7816 | 1.4531 | 277.7778 | 38.6667
7817 | 1.4665 | 277.7778 | 38.6667
7818 | 1.185 | 277.7778 | 38.6667
7819 | 0.95834 | 277.7778 | 38.6667
7820 | 1.2011 | 277.7778 | 38.6667
7821 | 1.0304 | 277.7778 | 38.6667
7822 | 0.59614 | 277.7778 | 38.6667
7823 | 1.0856 | 277.7778 | 38.6667
7824 | 1.0746 | 277.7778 | 38.6667
7825 | 1.0433 | 277.7778 | 38.6667
7826 | 1.0202 | 277.7778 | 38.6667
7827 | 0.99853 | 277.7778 | 38.6667
7828 | 1.0287 | 277.7778 | 38.6667
7829 | 0.99982 | 277.7778 | 38.6667
7830 | 1.0755 | 277.7778 | 38.6667
7831 | 1.1003 | 277.7778 | 38.6667
7832 | 1.0007 | 277.7778 | 38.6667
7833 | 1.5817 | 277.7778 | 38.6667
7834 | 1.4364 | 277.7778 | 38.6667
7835 | 1.495 | 277.7778 | 38.6667
7836 | 1.4553 | 277.7778 | 38.6667
7837 | 1.2014 | 277.7778 | 38.6667
7838 | 1.0444 | 277.7778 | 38.6667
7839 | 1.1363 | 277.7778 | 38.6667
7840 | 1.2906 | 277.7778 | 38.6667
7841 | 1.5991 | 277.7778 | 38.6667
7842 | 1.4932 | 277.7778 | 38.6667
7843 | 1.5232 | 277.7778 | 38.6667
7844 | 1.1857 | 277.7778 | 38.6667
7845 | 1.1285 | 277.7778 | 38.6667
7846 | 1.2225 | 277.7778 | 38.6667
7847 | 1.1074 | 277.7778 | 38.6667
7848 | 0.99583 | 277.7778 | 38.6667
7849 | 0.95408 | 277.7778 | 38.6667
7850 | 0.87292 | 277.7778 | 38.6667
7851 | 0.84271 | 277.7778 | 38.6667
7852 | 0.8762 | 277.7778 | 38.6667
7853 | 0.82196 | 277.7778 | 38.6667
7854 | 0.64567 | 277.7778 | 38.6667
7855 | 0.6541 | 277.7778 | 38.6667
7856 | 0.94195 | 277.7778 | 38.6667
7857 | 1.0486 | 277.7778 | 38.6667
7858 | 1.0765 | 277.7778 | 38.6667
7859 | 1.0899 | 277.7778 | 38.6667
7860 | 1.0401 | 277.7778 | 38.6667
7861 | 0.95519 | 277.7778 | 38.6667
7862 | 0.95594 | 277.7778 | 38.6667
7863 | 0.9502 | 277.7778 | 38.6667
7864 | 1.0459 | 277.7778 | 38.6667
7865 | 1.057 | 277.7778 | 38.6667
7866 | 1.0679 | 277.7778 | 38.6667
7867 | 1.1094 | 277.7778 | 38.6667
7868 | 1.0611 | 277.7778 | 38.6667
7869 | 1.0486 | 277.7778 | 38.6667
7870 | 1.0798 | 277.7778 | 38.6667
7871 | 0.98859 | 277.7778 | 38.6667
7872 | 0.95701 | 277.7778 | 38.6667
7873 | 0.9172 | 277.7778 | 38.6667
7874 | 0.86367 | 277.7778 | 38.6667
7875 | 0.85669 | 277.7778 | 38.6667
7876 | 0.86696 | 277.7778 | 38.6667
7877 | 0.94791 | 277.7778 | 38.6667
7878 | 1.429 | 277.7778 | 38.6667
7879 | 1.3151 | 277.7778 | 38.6667
7880 | 1.1532 | 277.7778 | 38.6667
7881 | 0.78331 | 277.7778 | 38.6667
7882 | 0.93847 | 277.7778 | 38.6667
7883 | 0.95108 | 277.7778 | 38.6667
7884 | 0.95585 | 277.7778 | 38.6667
7885 | 1.0344 | 277.7778 | 38.6667
7886 | 1.3197 | 277.7778 | 38.6667
7887 | 1.3147 | 277.7778 | 38.6667
7888 | 1.2545 | 277.7778 | 38.6667
7889 | 1.6595 | 277.7778 | 38.6667
7890 | 1.7599 | 277.7778 | 38.6667
7891 | 1.1496 | 277.7778 | 38.6667
7892 | 0.92599 | 277.7778 | 38.6667
7893 | 0.98716 | 277.7778 | 38.6667
7894 | 0.92181 | 277.7778 | 38.6667
7895 | 0.84854 | 277.7778 | 38.6667
7896 | 0.93988 | 277.7778 | 38.6667
7897 | 0.91055 | 277.7778 | 38.6667
7898 | 0.95653 | 277.7778 | 38.6667
7899 | 0.97141 | 277.7778 | 38.6667
7900 | 0.77493 | 277.7778 | 38.6667
7901 | 0.86813 | 277.7778 | 38.6667
7902 | 0.96893 | 277.7778 | 38.6667
7903 | 1.2778 | 277.7778 | 38.6667
7904 | 1.2798 | 277.7778 | 38.6667
7905 | 1.2788 | 277.7778 | 38.6667
7906 | 0.9791 | 277.7778 | 38.6667
7907 | 1.0052 | 277.7778 | 38.6667
7908 | 0.9465 | 277.7778 | 38.6667
7909 | 1.0502 | 277.7778 | 38.6667
7910 | 1.1923 | 277.7778 | 38.6667
7911 | 1.45 | 277.7778 | 38.6667
7912 | 1.5914 | 277.7778 | 38.6667
7913 | 2.2049 | 277.7778 | 38.6667
7914 | 1.531 | 277.7778 | 38.6667
7915 | 1.5618 | 277.7778 | 38.6667
7916 | 1.2531 | 277.7778 | 38.6667
7917 | 1.0179 | 277.7778 | 38.6667
7918 | 0.66359 | 277.7778 | 38.6667
7919 | 0.81105 | 277.7778 | 38.6667
7920 | 0.81798 | 277.7778 | 38.6667
7921 | 0.79838 | 277.7778 | 38.6667
7922 | 1.0203 | 277.7778 | 38.6667
7923 | 0.98768 | 277.7778 | 38.6667
7924 | 0.78455 | 277.7778 | 38.6667
7925 | 0.87201 | 277.7778 | 38.6667
7926 | 0.80462 | 277.7778 | 38.6667
7927 | 1.3133 | 277.7778 | 38.6667
7928 | 1.3368 | 277.7778 | 38.6667
7929 | 0.98027 | 277.7778 | 38.6667
7930 | 0.72707 | 277.7778 | 38.6667
7931 | 0.91844 | 277.7778 | 38.6667
7932 | 0.955 | 277.7778 | 38.6667
7933 | 1.083 | 277.7778 | 38.6667
7934 | 0.96603 | 277.7778 | 38.6667
7935 | 1.2649 | 277.7778 | 38.6667
7936 | 1.287 | 277.7778 | 38.6667
7937 | 1.6239 | 277.7778 | 38.6667
7938 | 1.2517 | 277.7778 | 38.6667
7939 | 0.97792 | 277.7778 | 38.6667
7940 | 0.62009 | 277.7778 | 38.6667
7941 | 1.0037 | 277.7778 | 38.6667
7942 | 0.89439 | 277.7778 | 38.6667
7943 | 0.86661 | 277.7778 | 38.6667
7944 | 0.93127 | 277.7778 | 38.6667
7945 | 0.83268 | 277.7778 | 38.6667
7946 | 0.66382 | 277.7778 | 38.6667
7947 | 0.66384 | 277.7778 | 38.6667
7948 | 0.80539 | 277.7778 | 38.6667
7949 | 1.0559 | 277.7778 | 38.6667
7950 | 1.3499 | 277.7778 | 38.6667
7951 | 1.4583 | 277.7778 | 38.6667
7952 | 1.363 | 277.7778 | 38.6667
7953 | 1.347 | 277.7778 | 38.6667
7954 | 1.245 | 277.7778 | 38.6667
7955 | 1.2414 | 277.7778 | 38.6667
7956 | 1.0814 | 277.7778 | 38.6667
7957 | 1.1032 | 277.7778 | 38.6667
7958 | 1.0047 | 277.7778 | 38.6667
7959 | 1.0641 | 277.7778 | 38.6667
7960 | 1.2771 | 277.7778 | 38.6667
7961 | 1.4048 | 277.7778 | 38.6667
7962 | 1.2056 | 277.7778 | 38.6667
7963 | 1.3104 | 277.7778 | 38.6667
7964 | 1.1493 | 277.7778 | 38.6667
7965 | 1.1094 | 277.7778 | 38.6667
7966 | 1.06 | 277.7778 | 38.6667
7967 | 0.99571 | 277.7778 | 38.6667
7968 | 0.89319 | 277.7778 | 38.6667
7969 | 0.85497 | 277.7778 | 38.6667
7970 | 0.81926 | 277.7778 | 38.6667
7971 | 0.9019 | 277.7778 | 38.6667
7972 | 1.0624 | 277.7778 | 38.6667
7973 | 1.1271 | 277.7778 | 38.6667
7974 | 1.286 | 277.7778 | 38.6667
7975 | 1.8186 | 277.7778 | 38.6667
7976 | 1.9057 | 277.7778 | 38.6667
7977 | 1.6076 | 277.7778 | 38.6667
7978 | 1.4506 | 277.7778 | 38.6667
7979 | 1.28 | 277.7778 | 38.6667
7980 | 1.1742 | 277.7778 | 38.6667
7981 | 0.96771 | 277.7778 | 38.6667
7982 | 1.0046 | 277.7778 | 38.6667
7983 | 0.97623 | 277.7778 | 38.6667
7984 | 1.0321 | 277.7778 | 38.6667
7985 | 1.0468 | 277.7778 | 38.6667
7986 | 1.0525 | 277.7778 | 38.6667
7987 | 1.0676 | 277.7778 | 38.6667
7988 | 1.0482 | 277.7778 | 38.6667
7989 | 0.99764 | 277.7778 | 38.6667
7990 | 0.93784 | 277.7778 | 38.6667
7991 | 0.89391 | 277.7778 | 38.6667
7992 | 0.61554 | 277.7778 | 38.6667
7993 | 0.65739 | 277.7778 | 38.6667
7994 | 0.55276 | 277.7778 | 38.6667
7995 | 0.59904 | 277.7778 | 38.6667
7996 | 0.57054 | 277.7778 | 38.6667
7997 | 0.65697 | 277.7778 | 38.6667
7998 | 0.82337 | 277.7778 | 38.6667
7999 | 1.1004 | 277.7778 | 38.6667
8000 | 1.1673 | 277.7778 | 38.6667
8001 | 1.163 | 277.7778 | 38.6667
8002 | 1.2747 | 277.7778 | 38.6667
8003 | 1.2491 | 277.7778 | 38.6667
8004 | 1.2442 | 277.7778 | 38.6667
8005 | 1.2837 | 277.7778 | 38.6667
8006 | 1.275 | 277.7778 | 38.6667
8007 | 1.3674 | 277.7778 | 38.6667
8008 | 1.508 | 277.7778 | 38.6667
8009 | 1.7821 | 277.7778 | 38.6667
8010 | 1.8211 | 277.7778 | 38.6667
8011 | 1.4897 | 277.7778 | 38.6667
8012 | 1.2303 | 277.7778 | 38.6667
8013 | 1.0912 | 277.7778 | 38.6667
8014 | 1.0805 | 277.7778 | 38.6667
8015 | 1.0026 | 277.7778 | 38.6667
8016 | 0.99271 | 277.7778 | 38.6667
8017 | 0.96373 | 277.7778 | 38.6667
8018 | 0.95161 | 277.7778 | 38.6667
8019 | 0.89511 | 277.7778 | 38.6667
8020 | 0.82856 | 277.7778 | 38.6667
8021 | 0.7756 | 277.7778 | 38.6667
8022 | 0.63386 | 277.7778 | 38.6667
8023 | 0.67894 | 277.7778 | 38.6667
8024 | 0.63664 | 277.7778 | 38.6667
8025 | 0.8767 | 277.7778 | 38.6667
8026 | 0.90002 | 277.7778 | 38.6667
8027 | 0.95685 | 277.7778 | 38.6667
8028 | 0.9208 | 277.7778 | 38.6667
8029 | 0.91239 | 277.7778 | 38.6667
8030 | 0.89757 | 277.7778 | 38.6667
8031 | 0.99209 | 277.7778 | 38.6667
8032 | 1.1313 | 277.7778 | 38.6667
8033 | 1.2116 | 277.7778 | 38.6667
8034 | 1.3185 | 277.7778 | 38.6667
8035 | 1.201 | 277.7778 | 38.6667
8036 | 1.2149 | 277.7778 | 38.6667
8037 | 1.3692 | 277.7778 | 38.6667
8038 | 1.1959 | 277.7778 | 38.6667
8039 | 1.1094 | 277.7778 | 38.6667
8040 | 1.1574 | 277.7778 | 38.6667
8041 | 1.236 | 277.7778 | 38.6667
8042 | 1.1024 | 277.7778 | 38.6667
8043 | 1.1352 | 277.7778 | 38.6667
8044 | 1.145 | 277.7778 | 38.6667
8045 | 1.3386 | 277.7778 | 38.6667
8046 | 1.244 | 277.7778 | 38.6667
8047 | 0.88514 | 277.7778 | 38.6667
8048 | 1.5212 | 277.7778 | 38.6667
8049 | 1.4038 | 277.7778 | 38.6667
8050 | 1.0511 | 277.7778 | 38.6667
8051 | 1.0436 | 277.7778 | 38.6667
8052 | 1.0053 | 277.7778 | 38.6667
8053 | 1.078 | 277.7778 | 38.6667
8054 | 1.2323 | 277.7778 | 38.6667
8055 | 1.2356 | 277.7778 | 38.6667
8056 | 1.4034 | 277.7778 | 38.6667
8057 | 2.0443 | 277.7778 | 38.6667
8058 | 2.3847 | 277.7778 | 38.6667
8059 | 1.504 | 277.7778 | 38.6667
8060 | 1.3066 | 277.7778 | 38.6667
8061 | 1.3214 | 277.7778 | 38.6667
8062 | 0.97443 | 277.7778 | 38.6667
8063 | 0.73303 | 277.7778 | 38.6667
8064 | 0.74251 | 277.7778 | 38.6667
8065 | 0.72649 | 277.7778 | 38.6667
8066 | 0.73853 | 277.7778 | 38.6667
8067 | 0.74067 | 277.7778 | 38.6667
8068 | 0.8182 | 277.7778 | 38.6667
8069 | 0.86673 | 277.7778 | 38.6667
8070 | 1.0001 | 277.7778 | 38.6667
8071 | 1.2896 | 277.7778 | 38.6667
8072 | 1.3061 | 277.7778 | 38.6667
8073 | 1.1414 | 277.7778 | 38.6667
8074 | 0.91169 | 277.7778 | 38.6667
8075 | 1.0729 | 277.7778 | 38.6667
8076 | 0.965 | 277.7778 | 38.6667
8077 | 1.2119 | 277.7778 | 38.6667
8078 | 1.1501 | 277.7778 | 38.6667
8079 | 1.4836 | 277.7778 | 38.6667
8080 | 1.5898 | 277.7778 | 38.6667
8081 | 2.1478 | 277.7778 | 38.6667
8082 | 2.1486 | 277.7778 | 38.6667
8083 | 1.3621 | 277.7778 | 38.6667
8084 | 1.146 | 277.7778 | 38.6667
8085 | 0.97416 | 277.7778 | 38.6667
8086 | 0.73499 | 277.7778 | 38.6667
8087 | 1.0716 | 277.7778 | 38.6667
8088 | 1.0461 | 277.7778 | 38.6667
8089 | 0.99213 | 277.7778 | 38.6667
8090 | 0.96796 | 277.7778 | 38.6667
8091 | 1.0017 | 277.7778 | 38.6667
8092 | 1.0138 | 277.7778 | 38.6667
8093 | 1.13 | 277.7778 | 38.6667
8094 | 1.5392 | 277.7778 | 38.6667
8095 | 1.8057 | 277.7778 | 38.6667
8096 | 1.6902 | 277.7778 | 38.6667
8097 | 1.3262 | 277.7778 | 38.6667
8098 | 1.1949 | 277.7778 | 38.6667
8099 | 1.0661 | 277.7778 | 38.6667
8100 | 1.1412 | 277.7778 | 38.6667
8101 | 1.3145 | 277.7778 | 38.6667
8102 | 1.2915 | 277.7778 | 38.6667
8103 | 1.4141 | 277.7778 | 38.6667
8104 | 1.6912 | 277.7778 | 38.6667
8105 | 2.0843 | 277.7778 | 38.6667
8106 | 1.4983 | 277.7778 | 38.6667
8107 | 1.5051 | 277.7778 | 38.6667
8108 | 1.504 | 277.7778 | 38.6667
8109 | 1.1163 | 277.7778 | 38.6667
8110 | 0.98234 | 277.7778 | 38.6667
8111 | 0.9544 | 277.7778 | 38.6667
8112 | 0.92166 | 277.7778 | 38.6667
8113 | 0.84191 | 277.7778 | 38.6667
8114 | 0.83538 | 277.7778 | 38.6667
8115 | 0.76111 | 277.7778 | 38.6667
8116 | 0.66554 | 277.7778 | 38.6667
8117 | 0.90377 | 277.7778 | 38.6667
8118 | 1.1351 | 277.7778 | 38.6667
8119 | 1.2776 | 277.7778 | 38.6667
8120 | 1.3865 | 277.7778 | 38.6667
8121 | 1.0192 | 277.7778 | 38.6667
8122 | 1.0217 | 277.7778 | 38.6667
8123 | 0.9756 | 277.7778 | 38.6667
8124 | 0.99812 | 277.7778 | 38.6667
8125 | 1.2003 | 277.7778 | 38.6667
8126 | 1.0093 | 277.7778 | 38.6667
8127 | 1.0378 | 277.7778 | 38.6667
8128 | 1.1439 | 277.7778 | 38.6667
8129 | 1.0136 | 277.7778 | 38.6667
8130 | 1.1121 | 277.7778 | 38.6667
8131 | 1.2595 | 277.7778 | 38.6667
8132 | 1.0705 | 277.7778 | 38.6667
8133 | 1.2476 | 277.7778 | 38.6667
8134 | 0.89683 | 277.7778 | 38.6667
8135 | 0.57258 | 277.7778 | 38.6667
8136 | 0.50216 | 277.7778 | 38.6667
8137 | 0.49088 | 277.7778 | 38.6667
8138 | 0.45062 | 277.7778 | 38.6667
8139 | 0.45308 | 277.7778 | 38.6667
8140 | 0.47866 | 277.7778 | 38.6667
8141 | 0.57 | 277.7778 | 38.6667
8142 | 1.1769 | 277.7778 | 38.6667
8143 | 1.5826 | 277.7778 | 38.6667
8144 | 1.4489 | 277.7778 | 38.6667
8145 | 1.0366 | 277.7778 | 38.6667
8146 | 0.98075 | 277.7778 | 38.6667
8147 | 0.96699 | 277.7778 | 38.6667
8148 | 0.96161 | 277.7778 | 38.6667
8149 | 0.95996 | 277.7778 | 38.6667
8150 | 0.96757 | 277.7778 | 38.6667
8151 | 1.0101 | 277.7778 | 38.6667
8152 | 1.0391 | 277.7778 | 38.6667
8153 | 1.2857 | 277.7778 | 38.6667
8154 | 1.1502 | 277.7778 | 38.6667
8155 | 0.9727 | 277.7778 | 38.6667
8156 | 0.88401 | 277.7778 | 38.6667
8157 | 0.87918 | 277.7778 | 38.6667
8158 | 0.84892 | 277.7778 | 38.6667
8159 | 0.54183 | 277.7778 | 38.6667
8160 | 0.58999 | 277.7778 | 38.6667
8161 | 0.61356 | 277.7778 | 38.6667
8162 | 0.5692 | 277.7778 | 38.6667
8163 | 0.58386 | 277.7778 | 38.6667
8164 | 0.57833 | 277.7778 | 38.6667
8165 | 0.4525 | 277.7778 | 38.6667
8166 | 0.58045 | 277.7778 | 38.6667
8167 | 0.67339 | 277.7778 | 38.6667
8168 | 0.82514 | 277.7778 | 38.6667
8169 | 1.0616 | 277.7778 | 38.6667
8170 | 1.0159 | 277.7778 | 38.6667
8171 | 0.9551 | 277.7778 | 38.6667
8172 | 0.95144 | 277.7778 | 38.6667
8173 | 0.95228 | 277.7778 | 38.6667
8174 | 0.97505 | 277.7778 | 38.6667
8175 | 1.1213 | 277.7778 | 38.6667
8176 | 1.2694 | 277.7778 | 38.6667
8177 | 1.7669 | 277.7778 | 38.6667
8178 | 1.9814 | 277.7778 | 38.6667
8179 | 1.6954 | 277.7778 | 38.6667
8180 | 1.5104 | 277.7778 | 38.6667
8181 | 1.4838 | 277.7778 | 38.6667
8182 | 1.4589 | 277.7778 | 38.6667
8183 | 1.1201 | 277.7778 | 38.6667
8184 | 1.2776 | 277.7778 | 38.6667
8185 | 1.0991 | 277.7778 | 38.6667
8186 | 1.0601 | 277.7778 | 38.6667
8187 | 1.0405 | 277.7778 | 38.6667
8188 | 0.91919 | 277.7778 | 38.6667
8189 | 1.0637 | 277.7778 | 38.6667
8190 | 0.92228 | 277.7778 | 38.6667
8191 | 1.0772 | 277.7778 | 38.6667
8192 | 1.1641 | 277.7778 | 38.6667
8193 | 1.0949 | 277.7778 | 38.6667
8194 | 1.0933 | 277.7778 | 38.6667
8195 | 1.1346 | 277.7778 | 38.6667
8196 | 1.0722 | 277.7778 | 38.6667
8197 | 0.94293 | 277.7778 | 38.6667
8198 | 0.88457 | 277.7778 | 38.6667
8199 | 0.8856 | 277.7778 | 38.6667
8200 | 1.0011 | 277.7778 | 38.6667
8201 | 1.0859 | 277.7778 | 38.6667
8202 | 1.0194 | 277.7778 | 38.6667
8203 | 0.92761 | 277.7778 | 38.6667
8204 | 0.8475 | 277.7778 | 38.6667
8205 | 0.7004 | 277.7778 | 38.6667
8206 | 0.59303 | 277.7778 | 38.6667
8207 | 0.43359 | 277.7778 | 38.6667
8208 | 0.32254 | 277.7778 | 38.6667
8209 | 0.4747 | 277.7778 | 38.6667
8210 | 0.21425 | 277.7778 | 38.6667
8211 | 0.58637 | 277.7778 | 38.6667
8212 | 0.47563 | 277.7778 | 38.6667
8213 | 0.4371 | 277.7778 | 38.6667
8214 | 0.92195 | 277.7778 | 38.6667
8215 | 1.1206 | 277.7778 | 38.6667
8216 | 1.1744 | 277.7778 | 38.6667
8217 | 1.1447 | 277.7778 | 38.6667
8218 | 1.145 | 277.7778 | 38.6667
8219 | 1.2177 | 277.7778 | 38.6667
8220 | 1.2316 | 277.7778 | 38.6667
8221 | 1.4122 | 277.7778 | 38.6667
8222 | 1.14 | 277.7778 | 38.6667
8223 | 1.4376 | 277.7778 | 38.6667
8224 | 1.5584 | 277.7778 | 38.6667
8225 | 2.1442 | 277.7778 | 38.6667
8226 | 1.838 | 277.7778 | 38.6667
8227 | 1.6552 | 277.7778 | 38.6667
8228 | 1.1257 | 277.7778 | 38.6667
8229 | 1.3623 | 277.7778 | 38.6667
8230 | 1.1717 | 277.7778 | 38.6667
8231 | 0.99755 | 277.7778 | 38.6667
8232 | 0.96918 | 277.7778 | 38.6667
8233 | 0.94638 | 277.7778 | 38.6667
8234 | 0.93039 | 277.7778 | 38.6667
8235 | 0.93009 | 277.7778 | 38.6667
8236 | 0.94937 | 277.7778 | 38.6667
8237 | 1.1563 | 277.7778 | 38.6667
8238 | 1.6957 | 277.7778 | 38.6667
8239 | 1.7888 | 277.7778 | 38.6667
8240 | 1.8587 | 277.7778 | 38.6667
8241 | 1.7671 | 277.7778 | 38.6667
8242 | 1.5551 | 277.7778 | 38.6667
8243 | 1.4779 | 277.7778 | 38.6667
8244 | 1.4205 | 277.7778 | 38.6667
8245 | 1.3973 | 277.7778 | 38.6667
8246 | 1.225 | 277.7778 | 38.6667
8247 | 1.482 | 277.7778 | 38.6667
8248 | 1.5165 | 277.7778 | 38.6667
8249 | 2.0121 | 277.7778 | 38.6667
8250 | 1.8993 | 277.7778 | 38.6667
8251 | 1.5355 | 277.7778 | 38.6667
8252 | 1.4547 | 277.7778 | 38.6667
8253 | 1.1063 | 277.7778 | 38.6667
8254 | 1.0827 | 277.7778 | 38.6667
8255 | 1.0306 | 277.7778 | 38.6667
8256 | 0.93043 | 277.7778 | 38.6667
8257 | 0.81772 | 277.7778 | 38.6667
8258 | 0.81763 | 277.7778 | 38.6667
8259 | 0.88172 | 277.7778 | 38.6667
8260 | 0.91432 | 277.7778 | 38.6667
8261 | 0.95146 | 277.7778 | 38.6667
8262 | 1.2905 | 277.7778 | 38.6667
8263 | 1.5344 | 277.7778 | 38.6667
8264 | 1.6984 | 277.7778 | 38.6667
8265 | 1.743 | 277.7778 | 38.6667
8266 | 1.4861 | 277.7778 | 38.6667
8267 | 1.5065 | 277.7778 | 38.6667
8268 | 1.3617 | 277.7778 | 38.6667
8269 | 1.5499 | 277.7778 | 38.6667
8270 | 1.5518 | 277.7778 | 38.6667
8271 | 1.5942 | 277.7778 | 38.6667
8272 | 1.699 | 277.7778 | 38.6667
8273 | 2.1258 | 277.7778 | 38.6667
8274 | 2.2172 | 277.7778 | 38.6667
8275 | 1.744 | 277.7778 | 38.6667
8276 | 1.4078 | 277.7778 | 38.6667
8277 | 1.176 | 277.7778 | 38.6667
8278 | 1.0683 | 277.7778 | 38.6667
8279 | 0.87657 | 277.7778 | 38.6667
8280 | 1.0045 | 277.7778 | 38.6667
8281 | 0.86132 | 277.7778 | 38.6667
8282 | 0.84167 | 277.7778 | 38.6667
8283 | 0.85967 | 277.7778 | 38.6667
8284 | 0.89444 | 277.7778 | 38.6667
8285 | 1.0976 | 277.7778 | 38.6667
8286 | 1.4657 | 277.7778 | 38.6667
8287 | 1.8724 | 277.7778 | 38.6667
8288 | 1.9082 | 277.7778 | 38.6667
8289 | 1.7103 | 277.7778 | 38.6667
8290 | 1.7017 | 277.7778 | 38.6667
8291 | 1.5585 | 277.7778 | 38.6667
8292 | 1.237 | 277.7778 | 38.6667
8293 | 1.3606 | 277.7778 | 38.6667
8294 | 1.3563 | 277.7778 | 38.6667
8295 | 1.4578 | 277.7778 | 38.6667
8296 | 1.6698 | 277.7778 | 38.6667
8297 | 2.0827 | 277.7778 | 38.6667
8298 | 1.8601 | 277.7778 | 38.6667
8299 | 1.541 | 277.7778 | 38.6667
8300 | 1.2813 | 277.7778 | 38.6667
8301 | 0.96263 | 277.7778 | 38.6667
8302 | 1.0646 | 277.7778 | 38.6667
8303 | 0.80778 | 277.7778 | 38.6667
8304 | 0.82098 | 277.7778 | 38.6667
8305 | 1.0236 | 277.7778 | 38.6667
8306 | 1.0195 | 277.7778 | 38.6667
8307 | 0.83895 | 277.7778 | 38.6667
8308 | 0.94506 | 277.7778 | 38.6667
8309 | 0.9775 | 277.7778 | 38.6667
8310 | 1.3374 | 277.7778 | 38.6667
8311 | 1.7444 | 277.7778 | 38.6667
8312 | 1.9324 | 277.7778 | 38.6667
8313 | 1.8171 | 277.7778 | 38.6667
8314 | 1.5778 | 277.7778 | 38.6667
8315 | 1.5084 | 277.7778 | 38.6667
8316 | 1.3377 | 277.7778 | 38.6667
8317 | 1.3759 | 277.7778 | 38.6667
8318 | 1.3568 | 277.7778 | 38.6667
8319 | 1.4388 | 277.7778 | 38.6667
8320 | 1.7424 | 277.7778 | 38.6667
8321 | 2.054 | 277.7778 | 38.6667
8322 | 1.9144 | 277.7778 | 38.6667
8323 | 1.5453 | 277.7778 | 38.6667
8324 | 1.3403 | 277.7778 | 38.6667
8325 | 1.3493 | 277.7778 | 38.6667
8326 | 1.5248 | 277.7778 | 38.6667
8327 | 1.318 | 277.7778 | 38.6667
8328 | 1.0819 | 277.7778 | 38.6667
8329 | 1.1684 | 277.7778 | 38.6667
8330 | 1.1655 | 277.7778 | 38.6667
8331 | 1.2026 | 277.7778 | 38.6667
8332 | 1.1633 | 277.7778 | 38.6667
8333 | 1.1376 | 277.7778 | 38.6667
8334 | 1.1467 | 277.7778 | 38.6667
8335 | 1.2432 | 277.7778 | 38.6667
8336 | 1.2031 | 277.7778 | 38.6667
8337 | 1.2797 | 277.7778 | 38.6667
8338 | 1.2237 | 277.7778 | 38.6667
8339 | 1.2087 | 277.7778 | 38.6667
8340 | 1.2099 | 277.7778 | 38.6667
8341 | 1.1747 | 277.7778 | 38.6667
8342 | 1.1823 | 277.7778 | 38.6667
8343 | 1.505 | 277.7778 | 38.6667
8344 | 1.691 | 277.7778 | 38.6667
8345 | 1.8853 | 277.7778 | 38.6667
8346 | 1.6471 | 277.7778 | 38.6667
8347 | 1.1761 | 277.7778 | 38.6667
8348 | 0.95567 | 277.7778 | 38.6667
8349 | 0.94323 | 277.7778 | 38.6667
8350 | 0.97625 | 277.7778 | 38.6667
8351 | 0.99182 | 277.7778 | 38.6667
8352 | 0.66074 | 277.7778 | 38.6667
8353 | 0.46483 | 277.7778 | 38.6667
8354 | 0.48502 | 277.7778 | 38.6667
8355 | 0.17281 | 277.7778 | 38.6667
8356 | 0.4702 | 277.7778 | 38.6667
8357 | 0.38864 | 277.7778 | 38.6667
8358 | 0.44188 | 277.7778 | 38.6667
8359 | 0.43187 | 277.7778 | 38.6667
8360 | 0.47268 | 277.7778 | 38.6667
8361 | 0.53228 | 277.7778 | 38.6667
8362 | 0.70959 | 277.7778 | 38.6667
8363 | 0.99243 | 277.7778 | 38.6667
8364 | 1.0157 | 277.7778 | 38.6667
8365 | 1.0121 | 277.7778 | 38.6667
8366 | 1.0903 | 277.7778 | 38.6667
8367 | 1.1793 | 277.7778 | 38.6667
8368 | 1.2722 | 277.7778 | 38.6667
8369 | 1.3132 | 277.7778 | 38.6667
8370 | 1.4737 | 277.7778 | 38.6667
8371 | 1.3262 | 277.7778 | 38.6667
8372 | 1.1831 | 277.7778 | 38.6667
8373 | 1.1713 | 277.7778 | 38.6667
8374 | 1.1671 | 277.7778 | 38.6667
8375 | 0.9389 | 277.7778 | 38.6667
8376 | 0.94267 | 277.7778 | 38.6667
8377 | 0.87831 | 277.7778 | 38.6667
8378 | 0.65882 | 277.7778 | 38.6667
8379 | 0.62198 | 277.7778 | 38.6667
8380 | 0.81368 | 277.7778 | 38.6667
8381 | 0.97638 | 277.7778 | 38.6667
8382 | 1.3105 | 277.7778 | 38.6667
8383 | 1.6019 | 277.7778 | 38.6667
8384 | 1.6112 | 277.7778 | 38.6667
8385 | 1.2299 | 277.7778 | 38.6667
8386 | 0.93806 | 277.7778 | 38.6667
8387 | 0.91826 | 277.7778 | 38.6667
8388 | 0.93875 | 277.7778 | 38.6667
8389 | 0.96579 | 277.7778 | 38.6667
8390 | 1.0545 | 277.7778 | 38.6667
8391 | 1.4175 | 277.7778 | 38.6667
8392 | 1.3898 | 277.7778 | 38.6667
8393 | 1.6405 | 277.7778 | 38.6667
8394 | 1.5495 | 277.7778 | 38.6667
8395 | 1.3139 | 277.7778 | 38.6667
8396 | 1.2804 | 277.7778 | 38.6667
8397 | 0.99157 | 277.7778 | 38.6667
8398 | 0.95099 | 277.7778 | 38.6667
8399 | 0.9949 | 277.7778 | 38.6667
8400 | 0.96634 | 277.7778 | 38.6667
8401 | 0.94641 | 277.7778 | 38.6667
8402 | 0.89977 | 277.7778 | 38.6667
8403 | 0.93922 | 277.7778 | 38.6667
8404 | 0.9725 | 277.7778 | 38.6667
8405 | 1.0269 | 277.7778 | 38.6667
8406 | 1.2785 | 277.7778 | 38.6667
8407 | 1.3279 | 277.7778 | 38.6667
8408 | 1.2817 | 277.7778 | 38.6667
8409 | 1.112 | 277.7778 | 38.6667
8410 | 0.81563 | 277.7778 | 38.6667
8411 | 0.94086 | 277.7778 | 38.6667
8412 | 1.171 | 277.7778 | 38.6667
8413 | 1.218 | 277.7778 | 38.6667
8414 | 1.277 | 277.7778 | 38.6667
8415 | 1.3289 | 277.7778 | 38.6667
8416 | 1.6873 | 277.7778 | 38.6667
8417 | 2.7791 | 277.7778 | 38.6667
8418 | 1.9278 | 277.7778 | 38.6667
8419 | 1.6893 | 277.7778 | 38.6667
8420 | 1.3988 | 277.7778 | 38.6667
8421 | 1.2359 | 277.7778 | 38.6667
8422 | 1.1267 | 277.7778 | 38.6667
8423 | 0.82562 | 277.7778 | 38.6667
8424 | 0.79696 | 277.7778 | 38.6667
8425 | 1.0134 | 277.7778 | 38.6667
8426 | 0.88269 | 277.7778 | 38.6667
8427 | 0.98654 | 277.7778 | 38.6667
8428 | 0.89318 | 277.7778 | 38.6667
8429 | 0.80683 | 277.7778 | 38.6667
8430 | 0.97963 | 277.7778 | 38.6667
8431 | 1.2778 | 277.7778 | 38.6667
8432 | 1.3224 | 277.7778 | 38.6667
8433 | 1.1565 | 277.7778 | 38.6667
8434 | 1.036 | 277.7778 | 38.6667
8435 | 1.0359 | 277.7778 | 38.6667
8436 | 1.0947 | 277.7778 | 38.6667
8437 | 1.1434 | 277.7778 | 38.6667
8438 | 1.1783 | 277.7778 | 38.6667
8439 | 1.1547 | 277.7778 | 38.6667
8440 | 1.2728 | 277.7778 | 38.6667
8441 | 1.4337 | 277.7778 | 38.6667
8442 | 1.3731 | 277.7778 | 38.6667
8443 | 1.1839 | 277.7778 | 38.6667
8444 | 0.91717 | 277.7778 | 38.6667
8445 | 1.1743 | 277.7778 | 38.6667
8446 | 1.0201 | 277.7778 | 38.6667
8447 | 0.97942 | 277.7778 | 38.6667
8448 | 0.87692 | 277.7778 | 38.6667
8449 | 0.87123 | 277.7778 | 38.6667
8450 | 0.59164 | 277.7778 | 38.6667
8451 | 0.61059 | 277.7778 | 38.6667
8452 | 0.54562 | 277.7778 | 38.6667
8453 | 0.69857 | 277.7778 | 38.6667
8454 | 1.0115 | 277.7778 | 38.6667
8455 | 1.0197 | 277.7778 | 38.6667
8456 | 1.0295 | 277.7778 | 38.6667
8457 | 1.0204 | 277.7778 | 38.6667
8458 | 1.0281 | 277.7778 | 38.6667
8459 | 1.0645 | 277.7778 | 38.6667
8460 | 1.0683 | 277.7778 | 38.6667
8461 | 1.3058 | 277.7778 | 38.6667
8462 | 1.4767 | 277.7778 | 38.6667
8463 | 1.4706 | 277.7778 | 38.6667
8464 | 1.5953 | 277.7778 | 38.6667
8465 | 1.8457 | 277.7778 | 38.6667
8466 | 1.7574 | 277.7778 | 38.6667
8467 | 1.6097 | 277.7778 | 38.6667
8468 | 1.4677 | 277.7778 | 38.6667
8469 | 1.1421 | 277.7778 | 38.6667
8470 | 1.0904 | 277.7778 | 38.6667
8471 | 1.1221 | 277.7778 | 38.6667
8472 | 0.98815 | 277.7778 | 38.6667
8473 | 0.98712 | 277.7778 | 38.6667
8474 | 0.98301 | 277.7778 | 38.6667
8475 | 0.95753 | 277.7778 | 38.6667
8476 | 1.1035 | 277.7778 | 38.6667
8477 | 1.2265 | 277.7778 | 38.6667
8478 | 1.3824 | 277.7778 | 38.6667
8479 | 1.6798 | 277.7778 | 38.6667
8480 | 1.7924 | 277.7778 | 38.6667
8481 | 1.6391 | 277.7778 | 38.6667
8482 | 1.537 | 277.7778 | 38.6667
8483 | 1.538 | 277.7778 | 38.6667
8484 | 1.1753 | 277.7778 | 38.6667
8485 | 1.047 | 277.7778 | 38.6667
8486 | 1.0242 | 277.7778 | 38.6667
8487 | 1.0225 | 277.7778 | 38.6667
8488 | 1.1754 | 277.7778 | 38.6667
8489 | 1.2287 | 277.7778 | 38.6667
8490 | 1.0187 | 277.7778 | 38.6667
8491 | 0.98694 | 277.7778 | 38.6667
8492 | 0.97223 | 277.7778 | 38.6667
8493 | 0.9435 | 277.7778 | 38.6667
8494 | 0.95787 | 277.7778 | 38.6667
8495 | 0.85117 | 277.7778 | 38.6667
8496 | 0.78134 | 277.7778 | 38.6667
8497 | 0.65914 | 277.7778 | 38.6667
8498 | 0.50525 | 277.7778 | 38.6667
8499 | 0.4886 | 277.7778 | 38.6667
8500 | 0.50607 | 277.7778 | 38.6667
8501 | 0.57053 | 277.7778 | 38.6667
8502 | 0.44053 | 277.7778 | 38.6667
8503 | 0.61923 | 277.7778 | 38.6667
8504 | 0.82331 | 277.7778 | 38.6667
8505 | 0.86567 | 277.7778 | 38.6667
8506 | 0.85785 | 277.7778 | 38.6667
8507 | 0.86548 | 277.7778 | 38.6667
8508 | 0.92097 | 277.7778 | 38.6667
8509 | 1.0578 | 277.7778 | 38.6667
8510 | 0.93823 | 277.7778 | 38.6667
8511 | 0.94666 | 277.7778 | 38.6667
8512 | 1.0245 | 277.7778 | 38.6667
8513 | 1.2664 | 277.7778 | 38.6667
8514 | 1.0443 | 277.7778 | 38.6667
8515 | 1.1172 | 277.7778 | 38.6667
8516 | 0.73965 | 277.7778 | 38.6667
8517 | 0.69868 | 277.7778 | 38.6667
8518 | 0.56533 | 277.7778 | 38.6667
8519 | 0.43573 | 277.7778 | 38.6667
8520 | -0.13299 | 277.7778 | 38.6667
8521 | -1.0442 | 277.7778 | 38.6667
8522 | -1.7935 | 277.7778 | 38.6667
8523 | -0.3817 | 277.7778 | 38.6667
8524 | -0.29848 | 277.7778 | 38.6667
8525 | -1.0341 | 277.7778 | 38.6667
8526 | -0.65832 | 277.7778 | 38.6667
8527 | 0.037179 | 277.7778 | 38.6667
8528 | 0.43934 | 277.7778 | 38.6667
8529 | 0.62458 | 277.7778 | 38.6667
8530 | 0.75599 | 277.7778 | 38.6667
8531 | 0.86283 | 277.7778 | 38.6667
8532 | 0.94427 | 277.7778 | 38.6667
8533 | 0.70934 | 277.7778 | 38.6667
8534 | 0.6524 | 277.7778 | 38.6667
8535 | 0.64425 | 277.7778 | 38.6667
8536 | 0.61237 | 277.7778 | 38.6667
8537 | 0.90906 | 277.7778 | 38.6667
8538 | 0.93145 | 277.7778 | 38.6667
8539 | 0.90022 | 277.7778 | 38.6667
8540 | 0.69661 | 277.7778 | 38.6667
8541 | 0.60887 | 277.7778 | 38.6667
8542 | 0.63394 | 277.7778 | 38.6667
8543 | 0.37436 | 277.7778 | 38.6667
8544 | 0.4188 | 277.7778 | 38.6667
8545 | 0.25504 | 277.7778 | 38.6667
8546 | 0.36394 | 277.7778 | 38.6667
8547 | 0.41715 | 277.7778 | 38.6667
8548 | 0.4227 | 277.7778 | 38.6667
8549 | 0.55621 | 277.7778 | 38.6667
8550 | 0.80454 | 277.7778 | 38.6667
8551 | 1.1669 | 277.7778 | 38.6667
8552 | 1.0116 | 277.7778 | 38.6667
8553 | 1.0369 | 277.7778 | 38.6667
8554 | 0.99145 | 277.7778 | 38.6667
8555 | 1.1253 | 277.7778 | 38.6667
8556 | 1.2836 | 277.7778 | 38.6667
8557 | 1.1262 | 277.7778 | 38.6667
8558 | 1.1256 | 277.7778 | 38.6667
8559 | 1.0601 | 277.7778 | 38.6667
8560 | 1.0991 | 277.7778 | 38.6667
8561 | 1.0966 | 277.7778 | 38.6667
8562 | 0.93488 | 277.7778 | 38.6667
8563 | 0.56546 | 277.7778 | 38.6667
8564 | 0.49347 | 277.7778 | 38.6667
8565 | -0.5207 | 277.7778 | 38.6667
8566 | -0.60286 | 277.7778 | 38.6667
8567 | -0.76869 | 277.7778 | 38.6667
8568 | -0.76804 | 277.7778 | 38.6667
8569 | -1.2716 | 277.7778 | 38.6667
8570 | -0.86727 | 277.7778 | 38.6667
8571 | -2.0405 | 277.7778 | 38.6667
8572 | -1.0662 | 277.7778 | 38.6667
8573 | -0.67927 | 277.7778 | 38.6667
8574 | -0.65995 | 277.7778 | 38.6667
8575 | -0.71327 | 277.7778 | 38.6667
8576 | -0.73317 | 277.7778 | 38.6667
8577 | -0.76455 | 277.7778 | 38.6667
8578 | -0.76722 | 277.7778 | 38.6667
8579 | -0.93653 | 277.7778 | 38.6667
8580 | -0.78916 | 277.7778 | 38.6667
8581 | -0.72481 | 277.7778 | 38.6667
8582 | -0.76537 | 277.7778 | 38.6667
8583 | -0.62305 | 277.7778 | 38.6667
8584 | -0.53381 | 277.7778 | 38.6667
8585 | -0.44352 | 277.7778 | 38.6667
8586 | -0.4467 | 277.7778 | 38.6667
8587 | -0.57532 | 277.7778 | 38.6667
8588 | -0.57552 | 277.7778 | 38.6667
8589 | -0.077614 | 277.7778 | 38.6667
8590 | -0.060016 | 277.7778 | 38.6667
8591 | -0.098849 | 277.7778 | 38.6667
8592 | -0.096794 | 277.7778 | 38.6667
8593 | -0.17493 | 277.7778 | 38.6667
8594 | -0.25288 | 277.7778 | 38.6667
8595 | -0.16846 | 277.7778 | 38.6667
8596 | -0.22274 | 277.7778 | 38.6667
8597 | -0.20938 | 277.7778 | 38.6667
8598 | -0.15042 | 277.7778 | 38.6667
8599 | -0.083023 | 277.7778 | 38.6667
8600 | 0.11924 | 277.7778 | 38.6667
8601 | 0.89029 | 277.7778 | 38.6667
8602 | 1.0356 | 277.7778 | 38.6667
8603 | 1.0528 | 277.7778 | 38.6667
8604 | 1.0195 | 277.7778 | 38.6667
8605 | 1.0763 | 277.7778 | 38.6667
8606 | 0.96425 | 277.7778 | 38.6667
8607 | 1.012 | 277.7778 | 38.6667
8608 | 1.085 | 277.7778 | 38.6667
8609 | 1.2075 | 277.7778 | 38.6667
8610 | 1.2948 | 277.7778 | 38.6667
8611 | 1.3363 | 277.7778 | 38.6667
8612 | 1.2369 | 277.7778 | 38.6667
8613 | 1.189 | 277.7778 | 38.6667
8614 | 1.1498 | 277.7778 | 38.6667
8615 | 1.025 | 277.7778 | 38.6667
8616 | 1.0499 | 277.7778 | 38.6667
8617 | 0.85674 | 277.7778 | 38.6667
8618 | 0.82835 | 277.7778 | 38.6667
8619 | 0.80068 | 277.7778 | 38.6667
8620 | 0.86638 | 277.7778 | 38.6667
8621 | 0.89519 | 277.7778 | 38.6667
8622 | 0.8541 | 277.7778 | 38.6667
8623 | 0.93738 | 277.7778 | 38.6667
8624 | 1.0255 | 277.7778 | 38.6667
8625 | 1.0922 | 277.7778 | 38.6667
8626 | 1.2274 | 277.7778 | 38.6667
8627 | 1.4273 | 277.7778 | 38.6667
8628 | 1.2428 | 277.7778 | 38.6667
8629 | 1.0852 | 277.7778 | 38.6667
8630 | 1.0797 | 277.7778 | 38.6667
8631 | 1.0838 | 277.7778 | 38.6667
8632 | 1.1997 | 277.7778 | 38.6667
8633 | 1.51 | 277.7778 | 38.6667
8634 | 1.4077 | 277.7778 | 38.6667
8635 | 1.3959 | 277.7778 | 38.6667
8636 | 1.2833 | 277.7778 | 38.6667
8637 | 1.1288 | 277.7778 | 38.6667
8638 | 1.1926 | 277.7778 | 38.6667
8639 | 1.0991 | 277.7778 | 38.6667
8640 | 0.8669 | 277.7778 | 38.6667
8641 | 0.64482 | 277.7778 | 38.6667
8642 | 0.52076 | 277.7778 | 38.6667
8643 | 0.46111 | 277.7778 | 38.6667
8644 | 0.55445 | 277.7778 | 38.6667
8645 | 0.48762 | 277.7778 | 38.6667
8646 | 0.83185 | 277.7778 | 38.6667
8647 | 0.95247 | 277.7778 | 38.6667
8648 | 0.92852 | 277.7778 | 38.6667
8649 | 0.88432 | 277.7778 | 38.6667
8650 | -0.22741 | 277.7778 | 38.6667
8651 | -0.22323 | 277.7778 | 38.6667
8652 | 0.92549 | 277.7778 | 38.6667
8653 | 0.90658 | 277.7778 | 38.6667
8654 | 0.86594 | 277.7778 | 38.6667
8655 | 0.89395 | 277.7778 | 38.6667
8656 | 0.93 | 277.7778 | 38.6667
8657 | 0.98637 | 277.7778 | 38.6667
8658 | 0.95498 | 277.7778 | 38.6667
8659 | 0.91355 | 277.7778 | 38.6667
8660 | 0.8126 | 277.7778 | 38.6667
8661 | 0.82247 | 277.7778 | 38.6667
8662 | 0.75683 | 277.7778 | 38.6667
8663 | 0.52342 | 277.7778 | 38.6667
8664 | 0.35145 | 277.7778 | 38.6667
8665 | 0.26741 | 277.7778 | 38.6667
8666 | 0.2668 | 277.7778 | 38.6667
8667 | 0.31447 | 277.7778 | 38.6667
8668 | 0.35042 | 277.7778 | 38.6667
8669 | 0.41394 | 277.7778 | 38.6667
8670 | 0.50329 | 277.7778 | 38.6667
8671 | 0.58321 | 277.7778 | 38.6667
8672 | 0.63151 | 277.7778 | 38.6667
8673 | 0.84727 | 277.7778 | 38.6667
8674 | 0.85355 | 277.7778 | 38.6667
8675 | 0.89033 | 277.7778 | 38.6667
8676 | 0.91329 | 277.7778 | 38.6667
8677 | 0.91244 | 277.7778 | 38.6667
8678 | 1.0721 | 277.7778 | 38.6667
8679 | 1.0701 | 277.7778 | 38.6667
8680 | 1.0933 | 277.7778 | 38.6667
8681 | 1.4701 | 277.7778 | 38.6667
8682 | 1.7205 | 277.7778 | 38.6667
8683 | 1.5069 | 277.7778 | 38.6667
8684 | 1.1997 | 277.7778 | 38.6667
8685 | 1.0933 | 277.7778 | 38.6667
8686 | 1.1305 | 277.7778 | 38.6667
8687 | 1.0641 | 277.7778 | 38.6667
8688 | 1.0526 | 277.7778 | 38.6667
8689 | 0.8472 | 277.7778 | 38.6667
8690 | 0.76847 | 277.7778 | 38.6667
8691 | 0.60579 | 277.7778 | 38.6667
8692 | 0.51113 | 277.7778 | 38.6667
8693 | 0.62578 | 277.7778 | 38.6667
8694 | 0.64339 | 277.7778 | 38.6667
8695 | 0.66046 | 277.7778 | 38.6667
8696 | 0.71387 | 277.7778 | 38.6667
8697 | 0.89133 | 277.7778 | 38.6667
8698 | 0.92405 | 277.7778 | 38.6667
8699 | 0.96975 | 277.7778 | 38.6667
8700 | 0.93139 | 277.7778 | 38.6667
8701 | 0.86747 | 277.7778 | 38.6667
8702 | 0.89892 | 277.7778 | 38.6667
8703 | 0.90712 | 277.7778 | 38.6667
8704 | 1.0506 | 277.7778 | 38.6667
8705 | 1.1773 | 277.7778 | 38.6667
8706 | 1.4403 | 277.7778 | 38.6667
8707 | 1.3109 | 277.7778 | 38.6667
8708 | 1.1735 | 277.7778 | 38.6667
8709 | 1.0561 | 277.7778 | 38.6667
8710 | 1.1147 | 277.7778 | 38.6667
8711 | 0.99335 | 277.7778 | 38.6667
8712 | 0.86997 | 277.7778 | 38.6667
8713 | 0.84528 | 277.7778 | 38.6667
8714 | 0.80086 | 277.7778 | 38.6667
8715 | 0.61765 | 277.7778 | 38.6667
8716 | 0.569 | 277.7778 | 38.6667
8717 | 0.79865 | 277.7778 | 38.6667
8718 | 0.86003 | 277.7778 | 38.6667
8719 | 1.0359 | 277.7778 | 38.6667
8720 | 1.1898 | 277.7778 | 38.6667
8721 | 1.1041 | 277.7778 | 38.6667
8722 | 0.90978 | 277.7778 | 38.6667
8723 | 0.98419 | 277.7778 | 38.6667
8724 | 0.97495 | 277.7778 | 38.6667
8725 | 1.014 | 277.7778 | 38.6667
8726 | 1.0497 | 277.7778 | 38.6667
8727 | 1.1833 | 277.7778 | 38.6667
8728 | 1.2784 | 277.7778 | 38.6667
8729 | 1.5087 | 277.7778 | 38.6667
8730 | 1.3273 | 277.7778 | 38.6667
8731 | 1.0855 | 277.7778 | 38.6667
8732 | 1.007 | 277.7778 | 38.6667
8733 | 0.99286 | 277.7778 | 38.6667
8734 | 0.98814 | 277.7778 | 38.6667
8735 | 0.83276 | 277.7778 | 38.6667
8736 | 0.84858 | 277.7778 | 38.6667
8737 | 0.75324 | 277.7778 | 38.6667
8738 | 0.67419 | 277.7778 | 38.6667
8739 | 0.62163 | 277.7778 | 38.6667
8740 | 0.63611 | 277.7778 | 38.6667
8741 | 0.6984 | 277.7778 | 38.6667
8742 | 0.74671 | 277.7778 | 38.6667
8743 | 1.0726 | 277.7778 | 38.6667
8744 | 1.0861 | 277.7778 | 38.6667
8745 | 1.091 | 277.7778 | 38.6667
8746 | 1.0623 | 277.7778 | 38.6667
8747 | 1.0369 | 277.7778 | 38.6667
8748 | 1.0391 | 277.7778 | 38.6667
8749 | 1.0871 | 277.7778 | 38.6667
8750 | 1.0814 | 277.7778 | 38.6667
8751 | 1.0793 | 277.7778 | 38.6667
8752 | 1.1003 | 277.7778 | 38.6667
8753 | 1.2778 | 277.7778 | 38.6667
8754 | 1.173 | 277.7778 | 38.6667
8755 | 0.99214 | 277.7778 | 38.6667
8756 | 0.87879 | 277.7778 | 38.6667
8757 | 0.61298 | 277.7778 | 38.6667
8758 | 1.0038 | 277.7778 | 38.6667
8759 | 0.5038 | 277.7778 | 38.6667

## Turn Over Rate (-)
| Heat Pump (Geothermal 80°C) | CC gas turbine/ back-pressure turbine | heat boiler natural gas
0

## Thermal Power Energymix_ (MW)
| Heat Pump (Geothermal 80°C) | CC gas turbine/ back-pressure turbine | heat boiler natural gas
0 | 0 | 449.0547 | 612.3474
1 | 0 | 458.7538 | 625.5733
2 | 0 | 448.1836 | 611.1594
3 | 0 | 517.4627 | 705.631
4 | 0 | 596.4276 | 813.3104
5 | 0 | 763.3458 | 1040.9261
6 | 1586.9101 | 19.5633 | 0
7 | 1635.5207 | 20.1626 | 0
8 | 1656.9284 | 20.4265 | 0
9 | 1524.1176 | 18.7892 | 0
10 | 1443.809 | 17.7992 | 0
11 | 1432.9984 | 17.6659 | 0
12 | 1393.471 | 17.1786 | 0
13 | 1288.2223 | 15.8811 | 0
14 | 1279.6593 | 15.7755 | 0
15 | 1304.0791 | 16.0766 | 0
16 | 0 | 577.8765 | 788.0134
17 | 0 | 585.7418 | 798.7388
18 | 0 | 593.2863 | 809.0267
19 | 0 | 609.6786 | 831.3799
20 | 0 | 576.4683 | 786.0932
21 | 0 | 602.3145 | 821.338
22 | 0 | 516.6073 | 704.4645
23 | 0 | 489.0987 | 666.9528
24 | 0 | 414.3458 | 565.017
25 | 0 | 433.4221 | 591.0301
26 | 0 | 447.7743 | 610.6013
27 | 0 | 463.9442 | 632.6511
28 | 0 | 524.4379 | 715.1425
29 | 0 | 667.0009 | 909.5467
30 | 0 | 806.7441 | 1100.1055
31 | 0 | 918.3211 | 1252.2561
32 | 0 | 937.1107 | 1277.8782
33 | 0 | 897.2594 | 1223.5356
34 | 0 | 853.5929 | 1163.9903
35 | 0 | 811.0746 | 1106.0108
36 | 0 | 768.9269 | 1048.5366
37 | 0 | 732.5798 | 998.9725
38 | 0 | 725.8581 | 989.8065
39 | 0 | 726.3126 | 990.4262
40 | 0 | 731.9455 | 998.1075
41 | 0 | 733.7632 | 1000.5862
42 | 0 | 721.0015 | 983.1838
43 | 0 | 653.8808 | 891.6556
44 | 0 | 581.6532 | 793.1635
45 | 0 | 534.8057 | 729.2805
46 | 0 | 495.2304 | 675.3141
47 | 0 | 443.5519 | 604.8436
48 | 0 | 218.397 | 297.8141
49 | 0 | 235.0866 | 320.5726
50 | 0 | 243.6363 | 332.2313
51 | 0 | 252.6461 | 344.5174
52 | 0 | 296.9295 | 404.9038
53 | 0 | 388.5372 | 529.8234
54 | 0 | 453.2941 | 618.1283
55 | 0 | 509.6817 | 695.0206
56 | 0 | 516.9211 | 704.8924
57 | 0 | 468.5082 | 638.8748
58 | 0 | 431.8496 | 588.8858
59 | 0 | 409.9862 | 559.0721
60 | 0 | 388.716 | 530.0673
61 | 0 | 367.8189 | 501.5712
62 | 0 | 361.5259 | 492.9898
63 | 0 | 361.5167 | 492.9773
64 | 0 | 373.2236 | 508.9412
65 | 0 | 390.3244 | 532.2606
66 | 0 | 385.4763 | 525.6495
67 | 0 | 375.0522 | 511.4348
68 | 0 | 344.1896 | 469.3495
69 | 0 | 314.4065 | 428.7361
70 | 0 | 277.6026 | 378.5489
71 | 0 | 242.9208 | 331.2556
72 | 0 | 252.4784 | 344.2887
73 | 0 | 271.5685 | 370.3206
74 | 0 | 282.3353 | 385.0026
75 | 0 | 292.1691 | 398.4124
76 | 0 | 341.5647 | 465.77
77 | 0 | 444.3864 | 605.9814
78 | 0 | 521.6129 | 711.2903
79 | 0 | 589.9864 | 804.5269
80 | 0 | 599.2236 | 817.1231
81 | 0 | 542.285 | 739.4796
82 | 0 | 499.0245 | 680.488
83 | 0 | 473.4724 | 645.6442
84 | 0 | 448.2926 | 611.3081
85 | 0 | 423.4755 | 577.4666
86 | 0 | 415.9254 | 567.171
87 | 0 | 415.4052 | 566.4616
88 | 0 | 428.4747 | 584.2837
89 | 0 | 448.0158 | 610.9307
90 | 0 | 441.3081 | 601.7837
91 | 0 | 428.2075 | 583.9194
92 | 0 | 391.3494 | 533.6582
93 | 0 | 357.4835 | 487.4775
94 | 0 | 316.3825 | 431.4307
95 | 0 | 279.1854 | 380.7074
96 | 0 | 262.5645 | 358.0425
97 | 0 | 282.355 | 385.0296
98 | 0 | 293.8211 | 400.6651
99 | 0 | 303.8703 | 414.3686
100 | 0 | 354.6911 | 483.6696
101 | 0 | 460.681 | 628.2013
102 | 0 | 541.7132 | 738.6998
103 | 0 | 613.7894 | 836.9855
104 | 0 | 623.6602 | 850.4457
105 | 0 | 564.1511 | 769.297
106 | 1211.5405 | 14.9358 | 0
107 | 1149.2998 | 14.1685 | 0
108 | 1087.7399 | 13.4096 | 0
109 | 1027.0118 | 12.6609 | 0
110 | 1008.4834 | 12.4325 | 0
111 | 0 | 431.2296 | 588.0404
112 | 0 | 444.6798 | 606.3816
113 | 0 | 464.9319 | 633.9981
114 | 0 | 457.62 | 624.0273
115 | 0 | 443.6761 | 605.0129
116 | 0 | 404.986 | 552.2536
117 | 0 | 369.9395 | 504.463
118 | 0 | 327.6375 | 446.7783
119 | 0 | 289.8374 | 395.2329
120 | 0 | 307.3777 | 419.1514
121 | 0 | 330.293 | 450.3995
122 | 0 | 344.8117 | 470.1978
123 | 0 | 355.8537 | 485.2551
124 | 0 | 413.1167 | 563.341
125 | 0 | 533.3722 | 727.3257
126 | 0 | 631.1686 | 860.6844
127 | 0 | 719.5007 | 981.1373
128 | 0 | 732.1336 | 998.3639
129 | 0 | 661.2631 | 901.7224
130 | 0 | 607.1879 | 827.9835
131 | 0 | 575.6374 | 784.96
132 | 1270.251 | 15.6596 | 0
133 | 1197.2488 | 14.7596 | 0
134 | 0 | 503.1414 | 686.1019
135 | 0 | 501.6938 | 684.1279
136 | 0 | 516.8635 | 704.8139
137 | 0 | 540.2888 | 736.7574
138 | 0 | 530.36 | 723.2182
139 | 0 | 512.7335 | 699.182
140 | 0 | 465.9762 | 635.4221
141 | 0 | 425.6494 | 580.431
142 | 0 | 377.9222 | 515.3485
143 | 0 | 337.2657 | 459.9078
144 | 0 | 351.7449 | 479.6521
145 | 0 | 391.871 | 534.3696
146 | 0 | 363.2827 | 495.3856
147 | 0 | 383.0743 | 522.3741
148 | 0 | 445.5252 | 607.5344
149 | 0 | 546.2041 | 744.8238
150 | 0 | 636.852 | 868.4345
151 | 0 | 715.4999 | 975.6817
152 | 0 | 741.3216 | 1010.8931
153 | 1637.5198 | 20.1872 | 0
154 | 1467.1857 | 18.0874 | 0
155 | 1353.2898 | 16.6833 | 0
156 | 1325.5684 | 16.3415 | 0
157 | 1211.0089 | 14.9292 | 0
158 | 1172.0402 | 14.4488 | 0
159 | 1173.8419 | 14.471 | 0
160 | 1187.5784 | 14.6404 | 0
161 | 0 | 500.6059 | 682.6444
162 | 0 | 493.6112 | 673.1062
163 | 0 | 481.5304 | 656.6323
164 | 0 | 477.3325 | 650.9079
165 | 0 | 456.886 | 623.0263
166 | 0 | 397.3184 | 541.7978
167 | 0 | 342.4154 | 466.9302
168 | 0 | 332.23 | 453.0409
169 | 938.2989 | 11.5673 | 0
170 | 899.1842 | 11.0851 | 0
171 | 951.6148 | 11.7314 | 0
172 | 1202.7791 | 14.8278 | 0
173 | 1637.8044 | 20.1907 | 0
174 | 1324.2398 | 16.3251 | 0
175 | 1388.9968 | 17.1234 | 0
176 | 1267.6746 | 15.6278 | 0
177 | 1249.4539 | 15.4032 | 0
178 | 1108.8258 | 13.6695 | 0
179 | 1093.7964 | 13.4842 | 0
180 | 1091.344 | 13.454 | 0
181 | 991.5129 | 12.2233 | 0
182 | 974.1564 | 12.0093 | 0
183 | 982.8973 | 12.1171 | 0
184 | 1020.8642 | 12.5851 | 0
185 | 1044.3674 | 12.8749 | 0
186 | 1116.0725 | 13.7589 | 0
187 | 1148.9301 | 14.1639 | 0
188 | 1212.0675 | 14.9423 | 0
189 | 0 | 517.9887 | 706.3482
190 | 0 | 442.8716 | 603.9159
191 | 0 | 387.7126 | 528.699
192 | 0 | 315.0208 | 429.5738
193 | 0 | 338.4477 | 461.5197
194 | 825.5545 | 10.1774 | 0
195 | 851.5901 | 10.4983 | 0
196 | 0 | 422.9048 | 576.6883
197 | 0 | 545.2733 | 743.5545
198 | 0 | 646.1743 | 881.1468
199 | 1722.2101 | 21.2313 | 0
200 | 1753.0163 | 21.611 | 0
201 | 1582.7846 | 19.5124 | 0
202 | 1452.8019 | 17.91 | 0
203 | 1377.1204 | 16.977 | 0
204 | 1301.1161 | 16.0401 | 0
205 | 1225.8609 | 15.1123 | 0
206 | 1202.6309 | 14.8259 | 0
207 | 1198.8284 | 14.7791 | 0
208 | 1234.8197 | 15.2228 | 0
209 | 1290.7224 | 15.9119 | 0
210 | 1266.2306 | 15.61 | 0
211 | 1223.3543 | 15.0814 | 0
212 | 1110.6845 | 13.6924 | 0
213 | 1014.5617 | 12.5074 | 0
214 | 901.3161 | 11.1114 | 0
215 | 805.954 | 9.9357 | 0
216 | 634.0867 | 7.817 | 0
217 | 681.7863 | 8.405 | 0
218 | 709.8838 | 8.7514 | 0
219 | 733.8839 | 9.0473 | 0
220 | 855.7854 | 10.5501 | 0
221 | 1110.3269 | 13.688 | 0
222 | 1307.1083 | 16.1139 | 0
223 | 1482.6403 | 18.2779 | 0
224 | 1506.8785 | 18.5767 | 0
225 | 1362.7178 | 16.7995 | 0
226 | 1253.0161 | 15.4471 | 0
227 | 1188.5118 | 14.6519 | 0
228 | 1124.567 | 13.8636 | 0
229 | 1061.4511 | 13.0855 | 0
230 | 1042.16 | 12.8477 | 0
231 | 1040.2433 | 12.824 | 0
232 | 1072.511 | 13.2218 | 0
233 | 1121.3141 | 13.8235 | 0
234 | 1103.1471 | 13.5995 | 0
235 | 1068.9887 | 13.1784 | 0
236 | 975.009 | 12.0198 | 0
237 | 890.6333 | 10.9797 | 0
238 | 789.142 | 9.7285 | 0
239 | 699.1921 | 8.6196 | 0
240 | 537.2576 | 6.6233 | 0
241 | 578.1532 | 7.1274 | 0
242 | 599.8816 | 7.3953 | 0
243 | 621.5869 | 7.6629 | 0
244 | 0 | 312.2708 | 425.8238
245 | 0 | 407.7481 | 556.0202
246 | 0 | 476.7745 | 650.1471
247 | 1254.4244 | 15.4644 | 0
248 | 1272.9178 | 15.6924 | 0
249 | 1153.0565 | 14.2148 | 0
250 | 1062.1813 | 13.0945 | 0
251 | 1008.1789 | 12.4288 | 0
252 | 955.3887 | 11.778 | 0
253 | 903.4621 | 11.1378 | 0
254 | 887.7644 | 10.9443 | 0
255 | 887.3401 | 10.9391 | 0
256 | 915.773 | 11.2896 | 0
257 | 957.6611 | 11.806 | 0
258 | 944.8649 | 11.6482 | 0
259 | 918.3939 | 11.3219 | 0
260 | 841.5419 | 10.3745 | 0
261 | 768.7207 | 9.4767 | 0
262 | 679.3233 | 8.3746 | 0
263 | 596.2901 | 7.351 | 0
264 | 500.0568 | 6.1647 | 0
265 | 538.306 | 6.6362 | 0
266 | 557.7276 | 6.8756 | 0
267 | 578.4589 | 7.1312 | 0
268 | 680.1673 | 8.385 | 0
269 | 890.4569 | 10.9775 | 0
270 | 1038.3157 | 12.8003 | 0
271 | 1166.868 | 14.3851 | 0
272 | 1183.2921 | 14.5875 | 0
273 | 1072.6122 | 13.2231 | 0
274 | 988.8301 | 12.1902 | 0
275 | 938.8185 | 11.5737 | 0
276 | 890.22 | 10.9746 | 0
277 | 842.4877 | 10.3861 | 0
278 | 828.1269 | 10.2091 | 0
279 | 828.1949 | 10.2099 | 0
280 | 855.0809 | 10.5414 | 0
281 | 894.2761 | 11.0246 | 0
282 | 883.3681 | 10.8901 | 0
283 | 859.6838 | 10.5981 | 0
284 | 789.2249 | 9.7295 | 0
285 | 720.9326 | 8.8876 | 0
286 | 636.4112 | 7.8456 | 0
287 | 556.4952 | 6.8604 | 0
288 | 796.6366 | 9.8209 | 0
289 | 833.9325 | 10.2807 | 0
290 | 860.9135 | 10.6133 | 0
291 | 893.606 | 11.0163 | 0
292 | 1014.4585 | 12.5062 | 0
293 | 1301.3128 | 16.0425 | 0
294 | 1557.9547 | 19.2063 | 0
295 | 1761.0319 | 21.7099 | 0
296 | 1794.8388 | 22.1266 | 0
297 | 1720.0856 | 21.2051 | 0
298 | 1637.8731 | 20.1916 | 0
299 | 1557.3276 | 19.1986 | 0
300 | 1479.2405 | 18.236 | 0
301 | 1412.2631 | 17.4103 | 0
302 | 1400.2005 | 17.2616 | 0
303 | 1401.6284 | 17.2792 | 0
304 | 1414.7992 | 17.4415 | 0
305 | 1420.5107 | 17.5119 | 0
306 | 1398.5274 | 17.2409 | 0
307 | 1274.9682 | 15.7177 | 0
308 | 1140.5384 | 14.0605 | 0
309 | 1048.3307 | 12.9237 | 0
310 | 966.68 | 11.9172 | 0
311 | 856.7043 | 10.5614 | 0
312 | 954.2435 | 11.7638 | 0
313 | 986.4556 | 12.1609 | 0
314 | 1021.4686 | 12.5926 | 0
315 | 1030.8962 | 12.7088 | 0
316 | 1170.482 | 14.4296 | 0
317 | 1399.3607 | 17.2512 | 0
318 | 1808.7649 | 22.2983 | 0
319 | 1894.2521 | 23.3522 | 0
320 | 1934.7835 | 23.8519 | 0
321 | 1824.5744 | 22.4932 | 0
322 | 1745.7829 | 21.5219 | 0
323 | 1629.3934 | 20.087 | 0
324 | 1541.1398 | 18.9991 | 0
325 | 1512.1748 | 18.642 | 0
326 | 1483.3423 | 18.2865 | 0
327 | 1411.8741 | 17.4055 | 0
328 | 1419.943 | 17.5049 | 0
329 | 1421.9638 | 17.5299 | 0
330 | 1287.6605 | 15.8742 | 0
331 | 1274.4706 | 15.7116 | 0
332 | 1243.7496 | 15.3328 | 0
333 | 1225.5075 | 15.108 | 0
334 | 1076.9404 | 13.2764 | 0
335 | 1004.7811 | 12.3869 | 0
336 | 0 | 504.3019 | 687.6844
337 | 1201.8764 | 14.8166 | 0
338 | 1173.1747 | 14.4628 | 0
339 | 1356.5129 | 16.723 | 0
340 | 1561.1196 | 19.2454 | 0
341 | 1990.5622 | 24.5395 | 0
342 | 1766.8126 | 21.7811 | 0
343 | 1823.9778 | 22.4859 | 0
344 | 1849.0322 | 22.7947 | 0
345 | 1697.838 | 20.9308 | 0
346 | 1607.132 | 19.8126 | 0
347 | 1596.3952 | 19.6802 | 0
348 | 1551.5023 | 19.1268 | 0
349 | 1430.9693 | 17.6409 | 0
350 | 1420.9475 | 17.5173 | 0
351 | 1448.524 | 17.8573 | 0
352 | 1498.3419 | 18.4714 | 0
353 | 1517.7369 | 18.7105 | 0
354 | 1536.8936 | 18.9467 | 0
355 | 1580.8664 | 19.4888 | 0
356 | 1493.1259 | 18.4071 | 0
357 | 1566.535 | 19.3121 | 0
358 | 1343.3674 | 16.5609 | 0
359 | 1280.191 | 15.7821 | 0
360 | 1162.1336 | 14.3267 | 0
361 | 0 | 520.3271 | 709.537
362 | 0 | 537.8861 | 733.481
363 | 0 | 556.4774 | 758.8329
364 | 0 | 626.7856 | 854.7076
365 | 0 | 791.4154 | 1079.2028
366 | 0 | 965.5303 | 1316.6322
367 | 0 | 1105.505 | 1507.5068
368 | 0 | 1129.2799 | 1539.9272
369 | 0 | 1080.4395 | 1473.3266
370 | 0 | 1027.0803 | 1400.5641
371 | 0 | 975.3812 | 1330.0652
372 | 0 | 923.2206 | 1258.9372
373 | 0 | 878.0504 | 1197.3414
374 | 0 | 869.529 | 1185.7214
375 | 0 | 869.7871 | 1186.0734
376 | 0 | 875.3384 | 1193.6432
377 | 0 | 876.3708 | 1195.0511
378 | 0 | 859.7152 | 1172.339
379 | 0 | 776.2361 | 1058.5037
380 | 0 | 687.1685 | 937.048
381 | 0 | 632.0025 | 861.8216
382 | 0 | 587.3504 | 800.9323
383 | 0 | 530.7843 | 723.7968
384 | 0 | 477.1828 | 650.7039
385 | 0 | 498.9339 | 680.3644
386 | 0 | 515.6788 | 703.1983
387 | 0 | 533.7355 | 727.8212
388 | 0 | 601.8012 | 820.638
389 | 0 | 761.4874 | 1038.3919
390 | 0 | 926.665 | 1263.6341
391 | 0 | 1059.1975 | 1444.3602
392 | 0 | 1081.6539 | 1474.9826
393 | 0 | 1035.1012 | 1411.5016
394 | 0 | 984.1983 | 1342.0885
395 | 0 | 934.8083 | 1274.7386
396 | 0 | 885.2296 | 1207.1313
397 | 0 | 842.3464 | 1148.6542
398 | 0 | 834.302 | 1137.6845
399 | 0 | 834.63 | 1138.1318
400 | 0 | 840.2921 | 1145.8528
401 | 0 | 841.604 | 1147.6418
402 | 0 | 826.007 | 1126.3732
403 | 0 | 746.7721 | 1018.3256
404 | 0 | 662.0268 | 902.7638
405 | 0 | 608.828 | 830.22
406 | 0 | 565.2113 | 770.7427
407 | 0 | 509.4382 | 694.6884
408 | 0 | 378.3487 | 515.9301
409 | 0 | 395.911 | 539.8787
410 | 0 | 408.8744 | 557.556
411 | 0 | 424.0108 | 578.1965
412 | 0 | 480.3012 | 654.9562
413 | 0 | 613.4322 | 836.4984
414 | 0 | 738.249 | 1006.7032
415 | 0 | 837.4831 | 1142.0224
416 | 0 | 854.1035 | 1164.6866
417 | 0 | 818.1464 | 1115.6542
418 | 0 | 778.6769 | 1061.8321
419 | 0 | 740.1307 | 1009.2691
420 | 0 | 702.327 | 957.7186
421 | 0 | 669.8101 | 913.3775
422 | 0 | 663.8717 | 905.2796
423 | 0 | 664.4149 | 906.0204
424 | 0 | 670.1004 | 913.7733
425 | 0 | 672.2734 | 916.7364
426 | 0 | 661.2113 | 901.6518
427 | 0 | 601.1927 | 819.8083
428 | 0 | 536.2674 | 731.2738
429 | 0 | 492.9952 | 672.2661
430 | 0 | 455.5705 | 621.2324
431 | 0 | 405.9238 | 553.5325
432 | 0 | 284.8139 | 388.3826
433 | 0 | 306.1565 | 417.4861
434 | 0 | 319.1355 | 435.1848
435 | 0 | 329.6794 | 449.5628
436 | 0 | 383.7042 | 523.233
437 | 0 | 496.7862 | 677.4357
438 | 0 | 586.1345 | 799.2743
439 | 0 | 666.272 | 908.5527
440 | 0 | 677.5115 | 923.8793
441 | 0 | 612.3645 | 835.0425
442 | 0 | 562.7319 | 767.3616
443 | 0 | 533.646 | 727.6991
444 | 0 | 504.6841 | 688.2056
445 | 0 | 476.0668 | 649.1819
446 | 0 | 467.29 | 637.2137
447 | 0 | 466.2223 | 635.7577
448 | 0 | 480.5276 | 655.2649
449 | 0 | 502.3559 | 685.0307
450 | 0 | 493.748 | 673.2927
451 | 0 | 477.9789 | 651.7894
452 | 0 | 435.2871 | 593.5733
453 | 0 | 397.6172 | 542.2053
454 | 0 | 352.6173 | 480.8417
455 | 0 | 313.3902 | 427.3503
456 | 0 | 329.4768 | 449.2866
457 | 0 | 353.9192 | 482.6171
458 | 0 | 370.003 | 504.5496
459 | 0 | 381.4953 | 520.2208
460 | 0 | 441.8137 | 602.4732
461 | 0 | 568.8958 | 775.767
462 | 0 | 675.1189 | 920.6167
463 | 0 | 771.6828 | 1052.2947
464 | 0 | 785.7364 | 1071.4587
465 | 0 | 709.1976 | 967.0876
466 | 0 | 650.7144 | 887.3379
467 | 0 | 616.7321 | 840.9983
468 | 1360.0831 | 16.767 | 0
469 | 1280.9242 | 15.7911 | 0
470 | 0 | 538.1241 | 733.8055
471 | 0 | 536.2716 | 731.2794
472 | 0 | 552.2579 | 753.079
473 | 0 | 577.2325 | 787.1353
474 | 0 | 565.9387 | 771.7346
475 | 0 | 546.4252 | 745.1253
476 | 0 | 495.61 | 675.8319
477 | 0 | 452.7175 | 617.342
478 | 0 | 402.4127 | 548.7446
479 | 0 | 360.5434 | 491.65
480 | 0 | 395.5239 | 539.3507
481 | 0 | 408.9537 | 557.6641
482 | 0 | 423.415 | 577.3841
483 | 0 | 427.5184 | 582.9797
484 | 0 | 485.7144 | 662.3378
485 | 0 | 581.8074 | 793.3737
486 | 0 | 750.3625 | 1023.2215
487 | 0 | 785.4078 | 1071.0107
488 | 0 | 802.0418 | 1093.6933
489 | 0 | 756.5511 | 1031.6606
490 | 0 | 723.9637 | 987.2233
491 | 0 | 675.8617 | 921.6296
492 | 0 | 639.4779 | 872.0154
493 | 0 | 627.5402 | 855.7366
494 | 0 | 615.6902 | 839.5775
495 | 0 | 586.3065 | 799.5089
496 | 0 | 589.8394 | 804.3265
497 | 0 | 590.8487 | 805.7028
498 | 0 | 535.6584 | 730.4432
499 | 0 | 530.2162 | 723.0221
500 | 0 | 517.4446 | 705.6063
501 | 0 | 509.4792 | 694.7444
502 | 0 | 447.6404 | 610.4188
503 | 0 | 416.8095 | 568.3766
504 | 0 | 286.2047 | 390.2791
505 | 0 | 345.1669 | 470.6822
506 | 0 | 330.7085 | 450.9661
507 | 0 | 350.3713 | 477.7791
508 | 0 | 443.6591 | 604.9897
509 | 0 | 605.8321 | 826.1346
510 | 0 | 494.3016 | 674.0476
511 | 0 | 516.7335 | 704.6366
512 | 0 | 472.8764 | 644.8315
513 | 0 | 465.2672 | 634.4553
514 | 0 | 414.3524 | 565.026
515 | 0 | 408.332 | 556.8163
516 | 0 | 407.1296 | 555.1767
517 | 0 | 371.2331 | 506.227
518 | 0 | 365.0348 | 497.7748
519 | 0 | 368.6463 | 502.6994
520 | 0 | 383.1439 | 522.4689
521 | 0 | 392.4762 | 535.1948
522 | 0 | 418.9407 | 571.2828
523 | 0 | 431.2463 | 588.0631
524 | 0 | 453.6305 | 618.5871
525 | 0 | 450.8913 | 614.8518
526 | 0 | 385.3181 | 525.4337
527 | 0 | 335.0798 | 456.927
528 | 0 | 246.2516 | 335.7976
529 | 0 | 264.8901 | 361.2137
530 | 0 | 275.3083 | 375.4205
531 | 0 | 284.9543 | 388.5741
532 | 0 | 333.3007 | 454.501
533 | 0 | 433.8762 | 591.6493
534 | 0 | 508.9759 | 694.058
535 | 0 | 575.3637 | 784.5868
536 | 0 | 584.2915 | 796.7611
537 | 0 | 528.8484 | 721.1569
538 | 0 | 486.7376 | 663.7331
539 | 0 | 461.8417 | 629.7842
540 | 0 | 437.3384 | 596.3705
541 | 0 | 413.1953 | 563.4481
542 | 0 | 405.8572 | 553.4416
543 | 946.5439 | 11.6689 | 0
544 | 976.4086 | 12.0371 | 0
545 | 1020.9591 | 12.5863 | 0
546 | 1005.9258 | 12.401 | 0
547 | 976.3226 | 12.036 | 0
548 | 892.6455 | 11.0045 | 0
549 | 815.3999 | 10.0522 | 0
550 | 721.4845 | 8.8944 | 0
551 | 636.141 | 7.8423 | 0
552 | 827.959 | 10.207 | 0
553 | 866.6038 | 10.6834 | 0
554 | 894.762 | 11.0306 | 0
555 | 928.4355 | 11.4457 | 0
556 | 1053.1768 | 12.9835 | 0
557 | 1348.8877 | 16.629 | 0
558 | 1617.9049 | 19.9454 | 0
559 | 1831.1396 | 22.5741 | 0
560 | 1866.7159 | 23.0127 | 0
561 | 1788.6692 | 22.0506 | 0
562 | 1702.8935 | 20.9931 | 0
563 | 1618.9529 | 19.9583 | 0
564 | 1537.236 | 18.9509 | 0
565 | 1467.0736 | 18.086 | 0
566 | 1454.3733 | 17.9294 | 0
567 | 1455.7521 | 17.9464 | 0
568 | 1468.9964 | 18.1097 | 0
569 | 1474.5117 | 18.1777 | 0
570 | 1451.1793 | 17.89 | 0
571 | 0 | 566.0828 | 771.9311
572 | 0 | 505.8829 | 689.8403
573 | 0 | 465.012 | 634.1073
574 | 0 | 429.1189 | 585.1622
575 | 0 | 381.0285 | 519.5843
576 | 0 | 441.0285 | 601.4026
577 | 1076.9517 | 13.2766 | 0
578 | 1112.8115 | 13.7187 | 0
579 | 1152.4958 | 14.2079 | 0
580 | 1301.4146 | 16.0437 | 0
581 | 1651.7259 | 20.3623 | 0
582 | 2002.7787 | 24.6901 | 0
583 | 2187.7786 | 68.0313 | 55.9916
584 | 2187.7786 | 88.3412 | 83.687
585 | 2187.7786 | 45.6738 | 25.5041
586 | 2122.3823 | 26.1646 | 0
587 | 2016.3397 | 24.8573 | 0
588 | 1910.6723 | 23.5546 | 0
589 | 1819.4341 | 22.4298 | 0
590 | 1802.4603 | 22.2206 | 0
591 | 1803.4164 | 22.2324 | 0
592 | 1816.6838 | 22.3959 | 0
593 | 1820.5082 | 22.4431 | 0
594 | 1787.9947 | 22.0423 | 0
595 | 1619.4696 | 19.9647 | 0
596 | 1438.5818 | 17.7347 | 0
597 | 1322.8239 | 16.3077 | 0
598 | 1226.2093 | 15.1166 | 0
599 | 1101.0962 | 13.5742 | 0
600 | 1174.1802 | 14.4752 | 0
601 | 1227.4665 | 15.1321 | 0
602 | 1268.9029 | 15.6429 | 0
603 | 1312.7245 | 16.1832 | 0
604 | 1478.4821 | 18.2266 | 0
605 | 1866.5631 | 23.0108 | 0
606 | 2187.7786 | 65.4334 | 52.449
607 | 2187.7786 | 206.9704 | 245.454
608 | 2187.7786 | 231.0143 | 278.2412
609 | 2187.7786 | 181.6495 | 210.9255
610 | 2187.7786 | 127.7202 | 137.3856
611 | 2187.7786 | 75.4735 | 66.1401
612 | 2177.9087 | 26.8491 | 0
613 | 2071.2836 | 25.5346 | 0
614 | 2051.1617 | 25.2866 | 0
615 | 2051.7581 | 25.2939 | 0
616 | 2064.8005 | 25.4547 | 0
617 | 2067.1858 | 25.4841 | 0
618 | 2027.8364 | 24.999 | 0
619 | 1830.7797 | 22.5697 | 0
620 | 1620.5636 | 19.9782 | 0
621 | 1490.4726 | 18.3744 | 0
622 | 1385.262 | 17.0774 | 0
623 | 1252.0607 | 15.4353 | 0
624 | 1371.7306 | 16.9106 | 0
625 | 1398.8841 | 17.2453 | 0
626 | 1412.4608 | 17.4127 | 0
627 | 1475.4161 | 18.1888 | 0
628 | 1599.1699 | 19.7144 | 0
629 | 2083.9163 | 25.6904 | 0
630 | 2187.7786 | 182.6745 | 212.3232
631 | 2187.7786 | 320.938 | 400.8644
632 | 2187.7786 | 339.0117 | 425.5104
633 | 2187.7786 | 318.8272 | 397.9861
634 | 2187.7786 | 267.7925 | 328.3932
635 | 2187.7786 | 243.2189 | 294.8839
636 | 2187.7786 | 181.7974 | 211.1273
637 | 2187.7786 | 104.5247 | 105.7553
638 | 2187.7786 | 115.1904 | 120.2994
639 | 2187.7786 | 85.3599 | 79.6215
640 | 2187.7786 | 53.0683 | 35.5875
641 | 2187.7786 | 54.8846 | 38.0643
642 | 2160.1303 | 26.6299 | 0
643 | 1958.5267 | 24.1446 | 0
644 | 1729.5092 | 21.3213 | 0
645 | 1627.1625 | 20.0595 | 0
646 | 1557.5854 | 19.2018 | 0
647 | 1421.2394 | 17.5209 | 0
648 | 1463.3853 | 18.0405 | 0
649 | 1504.3526 | 18.5455 | 0
650 | 1535.4814 | 18.9293 | 0
651 | 1525.5449 | 18.8068 | 0
652 | 1697.4558 | 20.9261 | 0
653 | 1946.3535 | 23.9945 | 0
654 | 2187.7786 | 147.8912 | 164.8915
655 | 2187.7786 | 268.9247 | 329.9371
656 | 2187.7786 | 240.3038 | 290.9087
657 | 2187.7786 | 178.4684 | 206.5877
658 | 2187.7786 | 187.0909 | 218.3457
659 | 2187.7786 | 140.5812 | 154.9233
660 | 2187.7786 | 89.4727 | 85.2299
661 | 2187.7786 | 84.8 | 78.8581
662 | 2187.7786 | 41.0855 | 19.2473
663 | 1941.6357 | 23.9363 | 0
664 | 2014.8032 | 24.8383 | 0
665 | 1889.5625 | 23.2944 | 0
666 | 1705.1057 | 21.0204 | 0
667 | 1678.7177 | 20.6951 | 0
668 | 1717.0987 | 21.1683 | 0
669 | 1655.5669 | 20.4097 | 0
670 | 1449.6586 | 17.8713 | 0
671 | 1346.641 | 16.6013 | 0
672 | 1512.8505 | 18.6503 | 0
673 | 1517.9641 | 18.7133 | 0
674 | 1524.9573 | 18.7996 | 0
675 | 1750.9597 | 21.5857 | 0
676 | 1906.1377 | 23.4987 | 0
677 | 2187.7786 | 122.9413 | 130.8689
678 | 2187.7786 | 91.3293 | 87.7616
679 | 2187.7786 | 152.1827 | 170.7436
680 | 2187.7786 | 105.7192 | 107.3842
681 | 2187.7786 | 80.728 | 73.3053
682 | 2187.7786 | 49.2285 | 30.3514
683 | 2109.3353 | 26.0037 | 0
684 | 1984.0371 | 24.4591 | 0
685 | 1972.4693 | 24.3164 | 0
686 | 1852.416 | 22.8364 | 0
687 | 1900.8159 | 23.4331 | 0
688 | 1917.4973 | 23.6388 | 0
689 | 1998.1685 | 24.6333 | 0
690 | 1987.955 | 24.5074 | 0
691 | 1911.727 | 23.5676 | 0
692 | 1814.5194 | 22.3693 | 0
693 | 1848.643 | 22.7899 | 0
694 | 1768.2209 | 21.7985 | 0
695 | 1625.9242 | 20.0443 | 0
696 | 1432.6557 | 17.6617 | 0
697 | 1460.864 | 18.0094 | 0
698 | 1474.9682 | 18.1833 | 0
699 | 1540.241 | 18.988 | 0
700 | 1667.572 | 20.5577 | 0
701 | 2170.3034 | 26.7553 | 0
702 | 2187.7786 | 230.6444 | 277.7368
703 | 2187.7786 | 377.0124 | 477.3295
704 | 2187.7786 | 395.865 | 503.0376
705 | 2187.7786 | 374.7647 | 474.2644
706 | 2187.7786 | 321.2973 | 401.3544
707 | 2187.7786 | 295.6594 | 366.3936
708 | 2187.7786 | 230.9957 | 278.2158
709 | 2187.7786 | 149.7551 | 167.4332
710 | 2187.7786 | 161.0217 | 182.7968
711 | 2187.7786 | 129.4836 | 139.7902
712 | 2187.7786 | 95.0374 | 92.8182
713 | 2187.7786 | 96.6389 | 95.002
714 | 2187.7786 | 54.5927 | 37.6663
715 | 2039.8891 | 25.1476 | 0
716 | 1799.2325 | 22.1808 | 0
717 | 1693.3201 | 20.8751 | 0
718 | 1622.3729 | 20.0005 | 0
719 | 1483.8571 | 18.2929 | 0
720 | 1540.3716 | 18.9896 | 0
721 | 1570.5535 | 19.3617 | 0
722 | 1585.6444 | 19.5477 | 0
723 | 1655.3583 | 20.4071 | 0
724 | 1790.3924 | 22.0718 | 0
725 | 2187.7786 | 86.7986 | 81.5834
726 | 2187.7786 | 315.8597 | 393.9394
727 | 2187.7786 | 475.1459 | 611.148
728 | 2187.7786 | 495.3928 | 638.7574
729 | 2187.7786 | 472.6872 | 607.7951
730 | 2187.7786 | 415.0382 | 529.1828
731 | 2187.7786 | 387.499 | 491.6295
732 | 2187.7786 | 317.4723 | 396.1385
733 | 2187.7786 | 229.6015 | 276.3146
734 | 2187.7786 | 241.8392 | 293.0024
735 | 2187.7786 | 207.5568 | 246.2537
736 | 2187.7786 | 169.8188 | 194.7928
737 | 2187.7786 | 171.2527 | 196.7481
738 | 2187.7786 | 125.5335 | 134.4037
739 | 2187.7786 | 26.9708 | 0
740 | 1927.5981 | 23.7633 | 0
741 | 1814.6775 | 22.3712 | 0
742 | 1740.0725 | 21.4515 | 0
743 | 1594.9292 | 19.6622 | 0
744 | 1820.4642 | 22.4425 | 0
745 | 1831.5506 | 22.5792 | 0
746 | 1885.4751 | 23.244 | 0
747 | 1946.2081 | 23.9927 | 0
748 | 2076.2533 | 25.5959 | 0
749 | 2187.7786 | 219.9066 | 263.0944
750 | 2187.7786 | 403.6992 | 513.7205
751 | 2187.7786 | 502.4412 | 648.3688
752 | 2187.7786 | 564.9294 | 733.5799
753 | 2187.7786 | 554.5668 | 719.4492
754 | 2187.7786 | 529.3088 | 685.0064
755 | 2187.7786 | 516.6835 | 667.7901
756 | 2187.7786 | 444.6963 | 569.6258
757 | 2187.7786 | 329.4318 | 412.4468
758 | 2187.7786 | 315.8328 | 393.9028
759 | 2187.7786 | 306.9846 | 381.8371
760 | 2187.7786 | 235.9711 | 285.0005
761 | 2187.7786 | 255.8327 | 312.0844
762 | 2187.7786 | 245.0396 | 297.3666
763 | 2187.7786 | 173.8109 | 200.2365
764 | 2187.7786 | 62.3234 | 48.2081
765 | 2187.7786 | 58.2184 | 42.6105
766 | 2108.5308 | 25.9938 | 0
767 | 1851.719 | 22.8278 | 0
768 | 1974.768 | 24.3448 | 0
769 | 1984.4515 | 24.4642 | 0
770 | 1993.8019 | 24.5794 | 0
771 | 2100.3448 | 25.8929 | 0
772 | 2187.7786 | 48.5017 | 29.3604
773 | 2187.7786 | 255.23 | 311.2626
774 | 2187.7786 | 443.8242 | 568.4364
775 | 2187.7786 | 561.2832 | 728.6079
776 | 2187.7786 | 608.6649 | 793.2192
777 | 2187.7786 | 628.8311 | 820.7187
778 | 2187.7786 | 607.3706 | 791.4543
779 | 2187.7786 | 580.3744 | 754.6413
780 | 2187.7786 | 493.1543 | 635.7048
781 | 2187.7786 | 436.5455 | 558.511
782 | 2187.7786 | 381.725 | 483.7558
783 | 2187.7786 | 370.3197 | 468.2031
784 | 2187.7786 | 282.9952 | 349.1243
785 | 2187.7786 | 316.1846 | 394.3826
786 | 2187.7786 | 267.1573 | 327.5271
787 | 2187.7786 | 174.7912 | 201.5734
788 | 2187.7786 | 90.3964 | 86.4895
789 | 2187.7786 | 111.4186 | 115.1561
790 | 2171.1999 | 26.7664 | 0
791 | 1950.9816 | 24.0516 | 0
792 | 1895.5884 | 23.3687 | 0
793 | 1907.2476 | 23.5124 | 0
794 | 1963.6782 | 24.2081 | 0
795 | 2026.8862 | 24.9873 | 0
796 | 2161.447 | 26.6462 | 0
797 | 2187.7786 | 265.2078 | 324.8687
798 | 2187.7786 | 457.5328 | 587.1301
799 | 2187.7786 | 561.3728 | 728.7301
800 | 2187.7786 | 626.7017 | 817.815
801 | 2187.7786 | 615.9958 | 803.2159
802 | 2187.7786 | 589.8566 | 767.5715
803 | 2187.7786 | 576.5269 | 749.3948
804 | 2187.7786 | 501.3842 | 646.9274
805 | 2187.7786 | 380.9799 | 482.7398
806 | 2187.7786 | 366.7983 | 463.4012
807 | 2187.7786 | 357.4369 | 450.6357
808 | 2187.7786 | 283.1462 | 349.3301
809 | 2187.7786 | 303.666 | 377.3117
810 | 2187.7786 | 292.4272 | 361.9861
811 | 2187.7786 | 217.8701 | 260.3173
812 | 2187.7786 | 101.4341 | 101.5409
813 | 2187.7786 | 97.413 | 96.0576
814 | 2187.7786 | 29.4477 | 3.3777
815 | 1927.6737 | 23.7642 | 0
816 | 1790.8486 | 22.0774 | 0
817 | 1866.7854 | 23.0136 | 0
818 | 1868.8777 | 23.0394 | 0
819 | 1891.2907 | 23.3157 | 0
820 | 1980.7785 | 24.4189 | 0
821 | 2187.7786 | 142.7292 | 157.8524
822 | 2187.7786 | 489.8832 | 631.2442
823 | 2187.7786 | 513.0884 | 662.8877
824 | 2187.7786 | 541.2131 | 701.2396
825 | 2187.7786 | 495.5999 | 639.0398
826 | 2187.7786 | 449.1844 | 575.7459
827 | 2187.7786 | 446.4726 | 572.048
828 | 2187.7786 | 389.421 | 494.2503
829 | 2187.7786 | 380.6709 | 482.3183
830 | 2187.7786 | 325.3411 | 406.8687
831 | 2187.7786 | 241.8163 | 292.9712
832 | 2187.7786 | 138.9873 | 152.7499
833 | 2187.7786 | 141.4881 | 156.16
834 | 2187.7786 | 67.7151 | 55.5604
835 | 2187.7786 | 72.0432 | 61.4624
836 | 2187.7786 | 114.2595 | 119.0301
837 | 2187.7786 | 102.1126 | 102.4661
838 | 2187.7786 | 37.1952 | 13.9424
839 | 1876.672 | 23.1355 | 0
840 | 1931.1372 | 23.8069 | 0
841 | 1981.8776 | 24.4324 | 0
842 | 2066.7311 | 25.4785 | 0
843 | 2187.7786 | 35.0546 | 11.0234
844 | 2142.6513 | 26.4144 | 0
845 | 2187.7786 | 373.6764 | 472.7805
846 | 2187.7786 | 183.143 | 212.9621
847 | 2187.7786 | 343.3038 | 431.3633
848 | 2187.7786 | 274.9993 | 338.2208
849 | 2187.7786 | 238.5494 | 288.5164
850 | 2187.7786 | 189.1273 | 221.1226
851 | 2187.7786 | 163.1384 | 185.6832
852 | 2187.7786 | 90.3464 | 86.4213
853 | 2187.7786 | 89.9786 | 85.9198
854 | 2187.7786 | 58.1388 | 42.5019
855 | 2187.7786 | 121.3132 | 128.6488
856 | 2187.7786 | 119.3072 | 125.9133
857 | 2187.7786 | 160.4898 | 182.0714
858 | 0 | 1101.1274 | 1501.5374
859 | 0 | 1049.0419 | 1430.5116
860 | 0 | 1082.6424 | 1476.3306
861 | 0 | 1147.6073 | 1564.919
862 | 0 | 955.0678 | 1302.3652
863 | 0 | 1008.7579 | 1375.579
864 | 0 | 800.6981 | 1091.861
865 | 1881.0579 | 23.1895 | 0
866 | 1936.8271 | 23.8771 | 0
867 | 1999.1528 | 24.6454 | 0
868 | 2131.5145 | 26.2771 | 0
869 | 2187.7786 | 248.4977 | 302.0822
870 | 0 | 1348.6033 | 1839.0045
871 | 2187.7786 | 541.3946 | 701.4871
872 | 2187.7786 | 605.932 | 789.4927
873 | 2187.7786 | 595.4077 | 775.1413
874 | 2187.7786 | 569.694 | 740.0772
875 | 2187.7786 | 556.4728 | 722.0483
876 | 2187.7786 | 482.2882 | 620.8874
877 | 2187.7786 | 363.3835 | 458.7447
878 | 2187.7786 | 349.3882 | 439.6602
879 | 2187.7786 | 340.0951 | 426.9877
880 | 2187.7786 | 266.6845 | 326.8824
881 | 2187.7786 | 286.8561 | 354.3891
882 | 2187.7786 | 275.7718 | 339.2742
883 | 2187.7786 | 202.0813 | 238.787
884 | 2187.7786 | 87.1047 | 82.0008
885 | 2187.7786 | 83.2425 | 76.7342
886 | 2162.5766 | 26.6601 | 0
887 | 1900.968 | 23.435 | 0
888 | 1822.9527 | 22.4732 | 0
889 | 1834.0435 | 22.6099 | 0
890 | 1888.0154 | 23.2753 | 0
891 | 1948.8344 | 24.0251 | 0
892 | 2079.1369 | 25.6314 | 0
893 | 2187.7786 | 221.5754 | 265.3699
894 | 2187.7786 | 405.5305 | 516.2178
895 | 2187.7786 | 504.3118 | 650.9196
896 | 2187.7786 | 566.8609 | 736.2138
897 | 2187.7786 | 556.4763 | 722.053
898 | 2187.7786 | 531.1686 | 687.5425
899 | 2187.7786 | 518.5432 | 670.3261
900 | 2187.7786 | 446.475 | 572.0512
901 | 2187.7786 | 331.0887 | 414.7063
902 | 2187.7786 | 317.4732 | 396.1396
903 | 2187.7786 | 308.6267 | 384.0763
904 | 2187.7786 | 237.5486 | 287.1516
905 | 2187.7786 | 257.4524 | 314.2931
906 | 2187.7786 | 246.6446 | 299.5552
907 | 2187.7786 | 175.3549 | 202.3419
908 | 2187.7786 | 63.7475 | 50.1501
909 | 2187.7786 | 59.6133 | 44.5125
910 | 2111.5983 | 26.0316 | 0
911 | 1854.2931 | 22.8596 | 0
912 | 1765.9087 | 21.77 | 0
913 | 1776.5627 | 21.9013 | 0
914 | 1828.6271 | 22.5432 | 0
915 | 1887.5672 | 23.2698 | 0
916 | 2014.4548 | 24.834 | 0
917 | 2187.7786 | 187.1984 | 218.4923
918 | 2187.7786 | 364.6592 | 460.4842
919 | 2187.7786 | 459.5529 | 589.8848
920 | 2187.7786 | 519.9407 | 672.2317
921 | 2187.7786 | 509.8155 | 658.4247
922 | 2187.7786 | 485.1743 | 624.823
923 | 2187.7786 | 473.0867 | 608.3399
924 | 2187.7786 | 403.4176 | 513.3365
925 | 2187.7786 | 291.9403 | 361.322
926 | 2187.7786 | 278.7675 | 343.3592
927 | 2187.7786 | 270.3131 | 331.8304
928 | 2187.7786 | 201.7291 | 238.3068
929 | 2187.7786 | 221.1356 | 264.7703
930 | 2187.7786 | 210.6663 | 250.4939
931 | 2187.7786 | 141.9102 | 156.7356
932 | 2187.7786 | 34.0661 | 9.6755
933 | 2187.7786 | 29.8641 | 3.9454
934 | 2047.0638 | 25.236 | 0
935 | 1796.626 | 22.1487 | 0
936 | 1744.3476 | 21.5042 | 0
937 | 1754.8564 | 21.6337 | 0
938 | 1806.2483 | 22.2673 | 0
939 | 1864.4728 | 22.9851 | 0
940 | 1989.9227 | 24.5316 | 0
941 | 2187.7786 | 173.9756 | 200.4612
942 | 2187.7786 | 349.1453 | 439.3289
943 | 2187.7786 | 442.7463 | 566.9667
944 | 2187.7786 | 502.3624 | 648.2613
945 | 2187.7786 | 492.3498 | 634.6078
946 | 2187.7786 | 467.9883 | 601.3876
947 | 2187.7786 | 456.0723 | 585.1385
948 | 2187.7786 | 387.2781 | 491.3282
949 | 2187.7786 | 277.2121 | 341.2382
950 | 2187.7786 | 264.203 | 323.4985
951 | 2187.7786 | 255.8712 | 312.137
952 | 2187.7786 | 188.1701 | 219.8173
953 | 2187.7786 | 207.3609 | 245.9865
954 | 2187.7786 | 197.0194 | 231.8844
955 | 2187.7786 | 129.1538 | 139.3405
956 | 2177.7417 | 26.847 | 0
957 | 2167.9728 | 26.7266 | 0
958 | 2022.3295 | 24.9311 | 0
959 | 1774.75 | 21.879 | 0
960 | 1812.9994 | 22.3505 | 0
961 | 1824.0279 | 22.4865 | 0
962 | 1877.7008 | 23.1482 | 0
963 | 1938.1882 | 23.8938 | 0
964 | 2067.7924 | 25.4916 | 0
965 | 2187.7786 | 215.4173 | 256.9725
966 | 2187.7786 | 398.3534 | 506.4308
967 | 2187.7786 | 496.5796 | 640.3757
968 | 2187.7786 | 558.7831 | 725.1987
969 | 2187.7786 | 548.4539 | 711.1134
970 | 2187.7786 | 523.282 | 676.788
971 | 2187.7786 | 510.7283 | 659.6694
972 | 2187.7786 | 439.0564 | 561.935
973 | 2187.7786 | 324.3061 | 405.4572
974 | 2187.7786 | 310.7652 | 386.9924
975 | 2187.7786 | 301.9693 | 374.998
976 | 2187.7786 | 231.2846 | 278.6098
977 | 2187.7786 | 251.0822 | 305.6065
978 | 2187.7786 | 240.3334 | 290.9491
979 | 2187.7786 | 169.4389 | 194.2748
980 | 2187.7786 | 58.4463 | 42.9212
981 | 2187.7786 | 54.3307 | 37.3091
982 | 2100.0996 | 25.8899 | 0
983 | 1844.1758 | 22.7349 | 0
984 | 1770.4953 | 21.8265 | 0
985 | 1845.4585 | 22.7507 | 0
986 | 1847.503 | 22.7759 | 0
987 | 1869.7143 | 23.0497 | 0
988 | 1958.484 | 24.144 | 0
989 | 2187.7786 | 131.2293 | 142.1707
990 | 2187.7786 | 473.9601 | 609.5309
991 | 2187.7786 | 496.683 | 640.5167
992 | 2187.7786 | 524.4489 | 678.3793
993 | 2187.7786 | 479.3705 | 616.9088
994 | 2187.7786 | 433.4598 | 554.3032
995 | 2187.7786 | 430.8221 | 550.7064
996 | 2187.7786 | 374.4579 | 473.8461
997 | 2187.7786 | 365.7989 | 462.0384
998 | 2187.7786 | 311.1536 | 387.522
999 | 2187.7786 | 228.7099 | 275.0988
1000 | 2187.7786 | 127.1916 | 136.6648
1001 | 2187.7786 | 129.732 | 140.129
1002 | 2187.7786 | 56.8715 | 40.7737
1003 | 2187.7786 | 61.1794 | 46.6481
1004 | 2187.7786 | 102.8417 | 103.4604
1005 | 0 | 1000.8053 | 1364.7346
1006 | 0 | 936.6524 | 1277.2533
1007 | 0 | 794.6608 | 1083.6284
1008 | 0 | 793.1511 | 1081.5696
1009 | 0 | 813.865 | 1109.8159
1010 | 0 | 848.529 | 1157.085
1011 | 0 | 905.878 | 1235.2882
1012 | 0 | 880.3682 | 1200.502
1013 | 0 | 1232.2 | 1680.2728
1014 | 0 | 1050.0064 | 1431.827
1015 | 0 | 1202.1944 | 1639.356
1016 | 2187.7786 | 226.915 | 272.6512
1017 | 2187.7786 | 191.9706 | 224.9997
1018 | 2187.7786 | 144.4865 | 160.2487
1019 | 2187.7786 | 119.8261 | 126.621
1020 | 2187.7786 | 50.2178 | 31.7005
1021 | 2187.7786 | 49.7956 | 31.1248
1022 | 2170.0074 | 26.7517 | 0
1023 | 2187.7786 | 79.8086 | 72.0515
1024 | 2187.7786 | 77.9761 | 69.5527
1025 | 2187.7786 | 117.5694 | 123.5436
1026 | 2187.7786 | 146.738 | 163.319
1027 | 2187.7786 | 97.1369 | 95.6811
1028 | 2187.7786 | 129.1241 | 139.3
1029 | 2187.7786 | 190.8448 | 223.4646
1030 | 2140.7266 | 26.3907 | 0
1031 | 2187.7786 | 56.8514 | 40.7463
1032 | 1580.815 | 19.4882 | 0
1033 | 1611.6763 | 19.8686 | 0
1034 | 1627.107 | 20.0588 | 0
1035 | 1698.2936 | 20.9364 | 0
1036 | 1835.4392 | 22.6272 | 0
1037 | 2187.7786 | 110.997 | 114.5812
1038 | 2187.7786 | 347.6259 | 437.257
1039 | 2187.7786 | 512.5613 | 662.1689
1040 | 2187.7786 | 533.322 | 690.479
1041 | 2187.7786 | 510.0058 | 658.6841
1042 | 2187.7786 | 450.7192 | 577.8388
1043 | 2187.7786 | 422.4772 | 539.3269
1044 | 2187.7786 | 350.2277 | 440.8049
1045 | 2187.7786 | 259.6495 | 317.2892
1046 | 2187.7786 | 272.3036 | 334.5448
1047 | 2187.7786 | 236.8351 | 286.1787
1048 | 2187.7786 | 197.5681 | 232.6328
1049 | 2187.7786 | 198.8189 | 234.3383
1050 | 0 | 1061.5456 | 1447.5621
1051 | 0 | 959.8111 | 1308.8333
1052 | 0 | 844.9825 | 1152.2488
1053 | 0 | 795.6632 | 1084.9952
1054 | 0 | 763.4219 | 1041.0298
1055 | 0 | 700.8694 | 955.731
1056 | 0 | 582.2159 | 793.9307
1057 | 0 | 593.7538 | 809.6643
1058 | 1399.7973 | 17.2566 | 0
1059 | 1462.282 | 18.0269 | 0
1060 | 1585.3064 | 19.5435 | 0
1061 | 0 | 885.0241 | 1206.851
1062 | 0 | 1082.9938 | 1476.8097
1063 | 2187.7786 | 309.5817 | 385.3786
1064 | 2187.7786 | 327.4976 | 409.8093
1065 | 2187.7786 | 307.4985 | 382.5379
1066 | 2187.7786 | 256.9562 | 313.6165
1067 | 2187.7786 | 232.5984 | 280.4013
1068 | 2187.7786 | 171.8324 | 197.5386
1069 | 2187.7786 | 95.3621 | 93.261
1070 | 2187.7786 | 105.9064 | 107.6395
1071 | 2187.7786 | 76.4209 | 67.432
1072 | 2187.7786 | 44.564 | 23.9908
1073 | 2187.7786 | 46.4232 | 26.526
1074 | 2141.4547 | 26.3997 | 0
1075 | 1942.0303 | 23.9412 | 0
1076 | 1715.367 | 21.1469 | 0
1077 | 1613.7451 | 19.8941 | 0
1078 | 1544.4498 | 19.0399 | 0
1079 | 1408.5528 | 17.3645 | 0
1080 | 977.3332 | 12.0485 | 0
1081 | 1022.3305 | 12.6032 | 0
1082 | 1056.1822 | 13.0205 | 0
1083 | 1094.3263 | 13.4908 | 0
1084 | 1237.025 | 15.2499 | 0
1085 | 1573.3217 | 19.3958 | 0
1086 | 1902.9129 | 23.459 | 0
1087 | 2166.0689 | 26.7031 | 0
1088 | 2187.7786 | 36.6523 | 13.2021
1089 | 2116.3889 | 26.0907 | 0
1090 | 2013.3948 | 24.821 | 0
1091 | 1913.1079 | 23.5846 | 0
1092 | 1813.6989 | 22.3591 | 0
1093 | 1727.9721 | 21.3023 | 0
1094 | 1712.1193 | 21.1069 | 0
1095 | 1713.1924 | 21.1201 | 0
1096 | 1726.4841 | 21.284 | 0
1097 | 1730.7764 | 21.3369 | 0
1098 | 1700.6805 | 20.9659 | 0
1099 | 1542.3724 | 19.0142 | 0
1100 | 1372.0162 | 16.9141 | 0
1101 | 1261.5106 | 15.5518 | 0
1102 | 1168.1505 | 14.4009 | 0
1103 | 1046.2314 | 12.8979 | 0
1104 | 1050.0169 | 12.9445 | 0
1105 | 1098.0724 | 13.537 | 0
1106 | 1134.7271 | 13.9888 | 0
1107 | 1174.9613 | 14.4848 | 0
1108 | 1326.1565 | 16.3488 | 0
1109 | 1681.5241 | 20.7297 | 0
1110 | 2041.2291 | 25.1641 | 0
1111 | 2187.7786 | 87.5765 | 82.6442
1112 | 2187.7786 | 108.43 | 111.0807
1113 | 2187.7786 | 64.8067 | 51.5945
1114 | 2164.6552 | 26.6857 | 0
1115 | 2056.3505 | 25.3505 | 0
1116 | 1948.1762 | 24.017 | 0
1117 | 1854.7215 | 22.8649 | 0
1118 | 1837.2891 | 22.65 | 0
1119 | 1838.1839 | 22.661 | 0
1120 | 1851.3745 | 22.8236 | 0
1121 | 1854.954 | 22.8677 | 0
1122 | 1821.4313 | 22.4545 | 0
1123 | 1648.7942 | 20.3262 | 0
1124 | 1463.7029 | 18.0444 | 0
1125 | 1345.9739 | 16.5931 | 0
1126 | 1248.2599 | 15.3885 | 0
1127 | 1122.2164 | 13.8346 | 0
1128 | 886.3806 | 10.9272 | 0
1129 | 927.5133 | 11.4343 | 0
1130 | 957.8949 | 11.8089 | 0
1131 | 993.3257 | 12.2456 | 0
1132 | 1125.1154 | 13.8703 | 0
1133 | 1436.7701 | 17.7124 | 0
1134 | 1729.4119 | 21.3201 | 0
1135 | 1962.1082 | 24.1887 | 0
1136 | 2001.0894 | 24.6693 | 0
1137 | 1916.8156 | 23.6304 | 0
1138 | 1824.3152 | 22.49 | 0
1139 | 1733.9881 | 21.3765 | 0
1140 | 1645.3679 | 20.284 | 0
1141 | 1569.1341 | 19.3442 | 0
1142 | 1555.2056 | 19.1725 | 0
1143 | 1556.4679 | 19.188 | 0
1144 | 1569.7436 | 19.3517 | 0
1145 | 1574.7928 | 19.4139 | 0
1146 | 1548.8293 | 19.0938 | 0
1147 | 1408.1171 | 17.3592 | 0
1148 | 1255.9293 | 15.483 | 0
1149 | 1154.5929 | 14.2337 | 0
1150 | 1067.0201 | 13.1541 | 0
1151 | 950.909 | 11.7227 | 0
1152 | 721.1489 | 8.8903 | 0
1153 | 803.1017 | 9.9006 | 0
1154 | 745.0282 | 9.1847 | 0
1155 | 786.4903 | 9.6958 | 0
1156 | 918.6415 | 11.3249 | 0
1157 | 1133.8382 | 13.9779 | 0
1158 | 1315.6621 | 16.2194 | 0
1159 | 1471.1437 | 18.1361 | 0
1160 | 1521.5562 | 18.7576 | 0
1161 | 1439.4589 | 17.7455 | 0
1162 | 1292.4306 | 15.933 | 0
1163 | 1193.7217 | 14.7161 | 0
1164 | 1169.3452 | 14.4156 | 0
1165 | 1070.9254 | 13.2023 | 0
1166 | 1037.6216 | 12.7917 | 0
1167 | 1040.1887 | 12.8234 | 0
1168 | 1053.8976 | 12.9924 | 0
1169 | 1039.8533 | 12.8192 | 0
1170 | 1027.6938 | 12.6693 | 0
1171 | 1004.7859 | 12.3869 | 0
1172 | 996.0667 | 12.2794 | 0
1173 | 951.4998 | 11.73 | 0
1174 | 826.4719 | 10.1887 | 0
1175 | 708.0122 | 8.7283 | 0
1176 | 972.0638 | 11.9835 | 0
1177 | 993.6326 | 12.2494 | 0
1178 | 971.3022 | 11.9741 | 0
1179 | 1120.3307 | 13.8114 | 0
1180 | 1292.6332 | 15.9355 | 0
1181 | 1658.5613 | 20.4466 | 0
1182 | 1479.8265 | 18.2432 | 0
1183 | 1523.4559 | 18.781 | 0
1184 | 1542.7372 | 19.0187 | 0
1185 | 1420.7479 | 17.5149 | 0
1186 | 1346.581 | 16.6005 | 0
1187 | 1335.7738 | 16.4673 | 0
1188 | 1299.4079 | 16.019 | 0
1189 | 1203.1351 | 14.8322 | 0
1190 | 1195.4226 | 14.7371 | 0
1191 | 1217.9775 | 15.0151 | 0
1192 | 1260.375 | 15.5378 | 0
1193 | 1278.0877 | 15.7562 | 0
1194 | 1294.7688 | 15.9618 | 0
1195 | 1329.6996 | 16.3924 | 0
1196 | 1258.1784 | 15.5107 | 0
1197 | 1310.9767 | 16.1616 | 0
1198 | 1124.572 | 13.8636 | 0
1199 | 1060.0202 | 13.0678 | 0
1200 | 839.2685 | 10.3464 | 0
1201 | 878.3571 | 10.8283 | 0
1202 | 906.9831 | 11.1812 | 0
1203 | 940.8988 | 11.5993 | 0
1204 | 1066.7269 | 13.1505 | 0
1205 | 1364.7449 | 16.8245 | 0
1206 | 1639.0706 | 20.2063 | 0
1207 | 1856.772 | 22.8901 | 0
1208 | 1893.1491 | 23.3386 | 0
1209 | 1813.7829 | 22.3602 | 0
1210 | 1726.5989 | 21.2854 | 0
1211 | 1641.3486 | 20.2344 | 0
1212 | 1558.1152 | 19.2083 | 0
1213 | 1486.6001 | 18.3267 | 0
1214 | 1473.6094 | 18.1665 | 0
1215 | 1474.9318 | 18.1828 | 0
1216 | 1488.0392 | 18.3444 | 0
1217 | 1493.3288 | 18.4096 | 0
1218 | 1469.3312 | 18.1138 | 0
1219 | 1337.3579 | 16.4868 | 0
1220 | 1194.2776 | 14.723 | 0
1221 | 1097.8368 | 13.534 | 0
1222 | 1013.6421 | 12.4961 | 0
1223 | 901.2657 | 11.1107 | 0
1224 | 984.0361 | 12.1311 | 0
1225 | 1029.3249 | 12.6894 | 0
1226 | 1063.4258 | 13.1098 | 0
1227 | 1101.7868 | 13.5827 | 0
1228 | 1245.3378 | 15.3524 | 0
1229 | 1583.5861 | 19.5223 | 0
1230 | 1915.7725 | 23.6175 | 0
1231 | 2181.0517 | 26.8878 | 0
1232 | 2187.7786 | 43.2271 | 22.1677
1233 | 2131.0436 | 26.2713 | 0
1234 | 2027.2947 | 24.9923 | 0
1235 | 1926.2865 | 23.7471 | 0
1236 | 1826.1137 | 22.5122 | 0
1237 | 1739.7181 | 21.4471 | 0
1238 | 1723.7327 | 21.25 | 0
1239 | 1724.7977 | 21.2632 | 0
1240 | 1738.1155 | 21.4274 | 0
1241 | 1742.3756 | 21.4799 | 0
1242 | 1712.0022 | 21.1054 | 0
1243 | 1552.4556 | 19.1386 | 0
1244 | 1380.8077 | 17.0225 | 0
1245 | 1269.6036 | 15.6516 | 0
1246 | 1175.7579 | 14.4947 | 0
1247 | 1053.298 | 12.985 | 0
1248 | 679.8718 | 8.3814 | 0
1249 | 730.7531 | 9.0087 | 0
1250 | 762.0165 | 9.3941 | 0
1251 | 786.9999 | 9.7021 | 0
1252 | 915.3876 | 11.2848 | 0
1253 | 1184.3399 | 14.6005 | 0
1254 | 1398.3749 | 17.2391 | 0
1255 | 1590.6851 | 19.6098 | 0
1256 | 1617.7915 | 19.944 | 0
1257 | 1461.9713 | 18.0231 | 0
1258 | 1343.2135 | 16.559 | 0
1259 | 1273.6951 | 15.702 | 0
1260 | 1204.3727 | 14.8474 | 0
1261 | 1135.8508 | 14.0027 | 0
1262 | 1114.8124 | 13.7433 | 0
1263 | 1112.101 | 13.7099 | 0
1264 | 1146.1009 | 14.129 | 0
1265 | 1198.1337 | 14.7705 | 0
1266 | 1177.2344 | 14.5129 | 0
1267 | 1139.2576 | 14.0447 | 0
1268 | 1036.9729 | 12.7837 | 0
1269 | 947.2325 | 11.6774 | 0
1270 | 840.2754 | 10.3589 | 0
1271 | 747.5614 | 9.2159 | 0
1272 | 705.0472 | 8.6918 | 0
1273 | 757.6598 | 9.3404 | 0
1274 | 790.7422 | 9.7482 | 0
1275 | 816.2148 | 10.0622 | 0
1276 | 948.0099 | 11.687 | 0
1277 | 1224.6136 | 15.0969 | 0
1278 | 1448.3447 | 17.8551 | 0
1279 | 1650.1623 | 20.3431 | 0
1280 | 1678.9226 | 20.6976 | 0
1281 | 1516.6055 | 18.6966 | 0
1282 | 1392.7902 | 17.1702 | 0
1283 | 1320.4902 | 16.2789 | 0
1284 | 1248.1588 | 15.3872 | 0
1285 | 1176.606 | 14.5051 | 0
1286 | 1154.5825 | 14.2336 | 0
1287 | 1151.3892 | 14.1942 | 0
1288 | 1186.3004 | 14.6246 | 0
1289 | 1240.0889 | 15.2877 | 0
1290 | 1217.5896 | 15.0104 | 0
1291 | 1177.4204 | 14.5151 | 0
1292 | 1070.4649 | 13.1966 | 0
1293 | 977.8246 | 12.0545 | 0
1294 | 867.9901 | 10.7005 | 0
1295 | 774.0124 | 9.542 | 0
1296 | 394.6311 | 4.865 | 0
1297 | 425.3421 | 5.2436 | 0
1298 | 438.3927 | 5.4045 | 0
1299 | 456.254 | 5.6247 | 0
1300 | 541.1556 | 6.6713 | 0
1301 | 715.0553 | 8.8151 | 0
1302 | 825.6462 | 10.1785 | 0
1303 | 918.8811 | 11.3279 | 0
1304 | 929.6045 | 11.4601 | 0
1305 | 844.7616 | 10.4142 | 0
1306 | 780.9149 | 9.6271 | 0
1307 | 742.1609 | 9.1493 | 0
1308 | 705.3304 | 8.6953 | 0
1309 | 669.3602 | 8.2518 | 0
1310 | 658.7363 | 8.1209 | 0
1311 | 660.1038 | 8.1377 | 0
1312 | 682.5182 | 8.414 | 0
1313 | 714.0388 | 8.8026 | 0
1314 | 708.2743 | 8.7316 | 0
1315 | 692.2898 | 8.5345 | 0
1316 | 639.7264 | 7.8865 | 0
1317 | 584.3752 | 7.2041 | 0
1318 | 0 | 220.1186 | 300.1617
1319 | 0 | 189.9085 | 258.9661
1320 | 0 | 197.7349 | 269.6385
1321 | 0 | 161.1955 | 219.812
1322 | 0 | 179.4604 | 244.7188
1323 | 0 | 167.8461 | 228.8811
1324 | 490.2534 | 6.0438 | 0
1325 | 651.1625 | 8.0275 | 0
1326 | 726.9356 | 8.9616 | 0
1327 | 733.9116 | 9.0476 | 0
1328 | 740.0548 | 9.1233 | 0
1329 | 700.6664 | 8.6378 | 0
1330 | 696.6185 | 8.5879 | 0
1331 | 554.6998 | 6.8383 | 0
1332 | 561.8695 | 6.9267 | 0
1333 | 526.0948 | 6.4857 | 0
1334 | 542.3066 | 6.6855 | 0
1335 | 501.3796 | 6.181 | 0
1336 | 516.1842 | 6.3635 | 0
1337 | 475.5644 | 5.8627 | 0
1338 | 475.315 | 5.8596 | 0
1339 | 531.5075 | 6.5524 | 0
1340 | 541.4314 | 6.6747 | 0
1341 | 520.4391 | 6.4159 | 0
1342 | 454.4229 | 5.6021 | 0
1343 | 346.7249 | 4.2744 | 0
1344 | 678.892 | 8.3693 | 0
1345 | 819.0147 | 10.0968 | 0
1346 | 0 | 336.092 | 458.3073
1347 | 0 | 356.0335 | 485.5002
1348 | 0 | 450.7401 | 614.6456
1349 | 0 | 615.3151 | 839.0661
1350 | 0 | 501.5542 | 683.9376
1351 | 0 | 524.5027 | 715.2309
1352 | 1120.3747 | 13.8119 | 0
1353 | 1102.5509 | 13.5922 | 0
1354 | 981.5313 | 12.1002 | 0
1355 | 967.3714 | 11.9257 | 0
1356 | 964.595 | 11.8915 | 0
1357 | 879.2083 | 10.8388 | 0
1358 | 864.4533 | 10.6569 | 0
1359 | 872.9215 | 10.7613 | 0
1360 | 907.186 | 11.1837 | 0
1361 | 929.1547 | 11.4545 | 0
1362 | 991.9278 | 12.2284 | 0
1363 | 1021.0708 | 12.5877 | 0
1364 | 1074.3991 | 13.2451 | 0
1365 | 0 | 457.5667 | 623.9545
1366 | 0 | 391.0427 | 533.2401
1367 | 0 | 340.3006 | 464.0462
1368 | 0 | 345.8274 | 471.5828
1369 | 0 | 361.9859 | 493.6171
1370 | 0 | 373.7303 | 509.6322
1371 | 0 | 387.8394 | 528.8719
1372 | 0 | 440.0672 | 600.0917
1373 | 0 | 563.9328 | 768.9993
1374 | 0 | 675.9665 | 921.7725
1375 | 1785.5011 | 22.0115 | 0
1376 | 1820.0474 | 22.4374 | 0
1377 | 1744.0533 | 21.5006 | 0
1378 | 1660.5136 | 20.4707 | 0
1379 | 1578.7289 | 19.4624 | 0
1380 | 1499.225 | 18.4823 | 0
1381 | 1430.9867 | 17.6411 | 0
1382 | 1418.6562 | 17.4891 | 0
1383 | 1420.0365 | 17.5061 | 0
1384 | 1433.1032 | 17.6672 | 0
1385 | 1438.6244 | 17.7352 | 0
1386 | 1416.0339 | 17.4568 | 0
1387 | 1290.1329 | 15.9047 | 0
1388 | 1153.3409 | 14.2183 | 0
1389 | 1060.1392 | 13.0693 | 0
1390 | 978.052 | 12.0573 | 0
1391 | 867.8662 | 10.699 | 0
1392 | 690.2523 | 8.5094 | 0
1393 | 741.862 | 9.1456 | 0
1394 | 773.8125 | 9.5395 | 0
1395 | 799.0391 | 9.8505 | 0
1396 | 928.9598 | 11.4521 | 0
1397 | 1201.2866 | 14.8094 | 0
1398 | 1419.1511 | 17.4952 | 0
1399 | 1615.1545 | 19.9115 | 0
1400 | 1642.881 | 20.2533 | 0
1401 | 1484.4511 | 18.3002 | 0
1402 | 1363.6707 | 16.8112 | 0
1403 | 1293.0251 | 15.9403 | 0
1404 | 1222.5041 | 15.0709 | 0
1405 | 1152.7794 | 14.2114 | 0
1406 | 1131.3544 | 13.9473 | 0
1407 | 1128.4807 | 13.9118 | 0
1408 | 1162.8894 | 14.336 | 0
1409 | 1215.6623 | 14.9866 | 0
1410 | 1194.1819 | 14.7218 | 0
1411 | 1155.3759 | 14.2434 | 0
1412 | 1051.2494 | 12.9597 | 0
1413 | 960.2729 | 11.8382 | 0
1414 | 852.0264 | 10.5037 | 0
1415 | 758.585 | 9.3518 | 0
1416 | 387.3888 | 4.7757 | 0
1417 | 417.5759 | 5.1478 | 0
1418 | 430.2151 | 5.3037 | 0
1419 | 447.8619 | 5.5212 | 0
1420 | 531.5553 | 6.553 | 0
1421 | 702.8633 | 8.6648 | 0
1422 | 810.9646 | 9.9975 | 0
1423 | 901.8683 | 11.1182 | 0
1424 | 912.2259 | 11.2459 | 0
1425 | 829.129 | 10.2214 | 0
1426 | 766.6255 | 9.4509 | 0
1427 | 728.6366 | 8.9826 | 0
1428 | 692.5969 | 8.5383 | 0
1429 | 657.4151 | 8.1046 | 0
1430 | 647.0397 | 7.9767 | 0
1431 | 648.4813 | 7.9944 | 0
1432 | 670.5747 | 8.2668 | 0
1433 | 701.5612 | 8.6488 | 0
1434 | 696.1172 | 8.5817 | 0
1435 | 680.6304 | 8.3908 | 0
1436 | 629.2611 | 7.7575 | 0
1437 | 574.8158 | 7.0863 | 0
1438 | 505.3961 | 6.2305 | 0
1439 | 435.5907 | 5.3699 | 0
1440 | 232.7803 | 2.8697 | 0
1441 | 239.2242 | 2.9491 | 0
1442 | 262.0277 | 3.2303 | 0
1443 | 282.3561 | 3.4809 | 0
1444 | 354.1706 | 4.3662 | 0
1445 | 539.3545 | 6.6491 | 0
1446 | 663.1356 | 8.1751 | 0
1447 | 661.4763 | 8.1546 | 0
1448 | 587.6892 | 7.245 | 0
1449 | 533.3181 | 6.5747 | 0
1450 | 473.5777 | 5.8382 | 0
1451 | 441.1033 | 5.4379 | 0
1452 | 416.7279 | 5.1374 | 0
1453 | 398.0532 | 4.9072 | 0
1454 | 368.7197 | 4.5455 | 0
1455 | 366.7371 | 4.5211 | 0
1456 | 371.0349 | 4.5741 | 0
1457 | 379.0521 | 4.6729 | 0
1458 | 417.3114 | 5.1446 | 0
1459 | 454.0835 | 5.5979 | 0
1460 | 440.9479 | 5.436 | 0
1461 | 422.0242 | 5.2027 | 0
1462 | 346.0816 | 4.2665 | 0
1463 | 264.7647 | 3.264 | 0
1464 | 292.6276 | 3.6075 | 0
1465 | 301.872 | 3.7215 | 0
1466 | 333.2422 | 4.1082 | 0
1467 | 358.4478 | 4.4189 | 0
1468 | 444.5897 | 5.4809 | 0
1469 | 676.7056 | 8.3424 | 0
1470 | 835.946 | 10.3055 | 0
1471 | 838.9024 | 10.3419 | 0
1472 | 742.27 | 9.1506 | 0
1473 | 672.2573 | 8.2875 | 0
1474 | 594.0699 | 7.3236 | 0
1475 | 552.6017 | 6.8124 | 0
1476 | 520.719 | 6.4194 | 0
1477 | 496.7967 | 6.1245 | 0
1478 | 458.7088 | 5.6549 | 0
1479 | 455.7557 | 5.6185 | 0
1480 | 460.5054 | 5.6771 | 0
1481 | 469.3201 | 5.7857 | 0
1482 | 517.635 | 6.3814 | 0
1483 | 563.8529 | 6.9511 | 0
1484 | 544.9361 | 6.7179 | 0
1485 | 521.5279 | 6.4294 | 0
1486 | 427.467 | 5.2698 | 0
1487 | 329 | 4.0559 | 0
1488 | 670.3921 | 8.2645 | 0
1489 | 746.4097 | 9.2017 | 0
1490 | 692.7101 | 8.5397 | 0
1491 | 731.7252 | 9.0207 | 0
1492 | 856.7653 | 10.5621 | 0
1493 | 1061.4919 | 13.086 | 0
1494 | 1228.377 | 15.1433 | 0
1495 | 1369.8475 | 16.8874 | 0
1496 | 1415.3666 | 17.4485 | 0
1497 | 1338.9826 | 16.5069 | 0
1498 | 1203.6547 | 14.8386 | 0
1499 | 1112.5863 | 13.7159 | 0
1500 | 1089.907 | 13.4363 | 0
1501 | 999.5713 | 12.3226 | 0
1502 | 969.0981 | 11.947 | 0
1503 | 972.009 | 11.9829 | 0
1504 | 985.6297 | 12.1508 | 0
1505 | 973.8561 | 12.0056 | 0
1506 | 963.7136 | 11.8806 | 0
1507 | 943.4082 | 11.6303 | 0
1508 | 935.2429 | 11.5296 | 0
1509 | 892.4034 | 11.0015 | 0
1510 | 774.6304 | 9.5496 | 0
1511 | 661.369 | 8.1533 | 0
1512 | 776.681 | 9.5749 | 0
1513 | 939.4988 | 11.5821 | 0
1514 | 900.3356 | 11.0993 | 0
1515 | 952.8248 | 11.7464 | 0
1516 | 1204.2903 | 14.8464 | 0
1517 | 1639.8237 | 20.2156 | 0
1518 | 1325.7724 | 16.344 | 0
1519 | 1390.6434 | 17.1437 | 0
1520 | 1269.1487 | 15.646 | 0
1521 | 1250.9251 | 15.4213 | 0
1522 | 1110.0988 | 13.6852 | 0
1523 | 1095.0612 | 13.4998 | 0
1524 | 1092.6124 | 13.4696 | 0
1525 | 992.635 | 12.2371 | 0
1526 | 975.2522 | 12.0228 | 0
1527 | 983.9954 | 12.1306 | 0
1528 | 1021.9989 | 12.5991 | 0
1529 | 1045.5167 | 12.889 | 0
1530 | 1117.3116 | 13.7741 | 0
1531 | 1150.2063 | 14.1797 | 0
1532 | 1213.4433 | 14.9592 | 0
1533 | 1210.8393 | 14.9271 | 0
1534 | 1035.2515 | 12.7625 | 0
1535 | 906.3628 | 11.1736 | 0
1536 | 834.8974 | 10.2926 | 0
1537 | 873.7992 | 10.7721 | 0
1538 | 902.2596 | 11.123 | 0
1539 | 936.0421 | 11.5395 | 0
1540 | 1061.3381 | 13.0841 | 0
1541 | 1358.1499 | 16.7432 | 0
1542 | 1630.7205 | 20.1034 | 0
1543 | 1846.9778 | 22.7694 | 0
1544 | 1883.1026 | 23.2147 | 0
1545 | 1804.2003 | 22.242 | 0
1546 | 1717.5177 | 21.1734 | 0
1547 | 1632.7439 | 20.1283 | 0
1548 | 1550.0239 | 19.1086 | 0
1549 | 1478.96 | 18.2325 | 0
1550 | 1466.0604 | 18.0735 | 0
1551 | 1467.3909 | 18.0899 | 0
1552 | 1480.4935 | 18.2514 | 0
1553 | 1485.8156 | 18.317 | 0
1554 | 1462.0122 | 18.0236 | 0
1555 | 1330.8751 | 16.4069 | 0
1556 | 1188.6603 | 14.6537 | 0
1557 | 1092.6639 | 13.4703 | 0
1558 | 1008.7569 | 12.4359 | 0
1559 | 896.6779 | 11.0542 | 0
1560 | 957.4238 | 11.803 | 0
1561 | 1001.5843 | 12.3475 | 0
1562 | 1034.6674 | 12.7553 | 0
1563 | 1072.241 | 13.2185 | 0
1564 | 1212.6182 | 14.9491 | 0
1565 | 1543.7075 | 19.0307 | 0
1566 | 1865.0345 | 22.992 | 0
1567 | 2121.3556 | 26.1519 | 0
1568 | 2164.4688 | 26.6834 | 0
1569 | 2072.6293 | 25.5512 | 0
1570 | 1971.9578 | 24.3101 | 0
1571 | 1873.8686 | 23.1009 | 0
1572 | 1776.8644 | 21.905 | 0
1573 | 1693.258 | 20.8744 | 0
1574 | 1677.8391 | 20.6843 | 0
1575 | 1678.9617 | 20.6981 | 0
1576 | 1692.2842 | 20.8623 | 0
1577 | 1696.7746 | 20.9177 | 0
1578 | 1667.6205 | 20.5583 | 0
1579 | 1513.2444 | 18.6552 | 0
1580 | 1346.9302 | 16.6049 | 0
1581 | 1238.4004 | 15.2669 | 0
1582 | 1146.2258 | 14.1306 | 0
1583 | 1025.4228 | 12.6413 | 0
1584 | 1080.1438 | 13.3159 | 0
1585 | 1129.4873 | 13.9242 | 0
1586 | 1167.2836 | 14.3902 | 0
1587 | 1208.4369 | 14.8975 | 0
1588 | 1363.3034 | 16.8067 | 0
1589 | 1726.9956 | 21.2903 | 0
1590 | 2098.7866 | 25.8737 | 0
1591 | 2187.7786 | 116.4868 | 122.0674
1592 | 2187.7786 | 138.0843 | 151.5184
1593 | 2187.7786 | 93.0922 | 90.1656
1594 | 2187.7786 | 43.8734 | 23.049
1595 | 2115.6553 | 26.0816 | 0
1596 | 2003.9448 | 24.7045 | 0
1597 | 1907.3826 | 23.5141 | 0
1598 | 1889.3237 | 23.2914 | 0
1599 | 1890.163 | 23.3018 | 0
1600 | 1903.3886 | 23.4648 | 0
1601 | 1906.7456 | 23.5062 | 0
1602 | 1871.8866 | 23.0765 | 0
1603 | 1693.4909 | 20.8772 | 0
1604 | 1502.4379 | 18.5219 | 0
1605 | 1381.6446 | 17.0328 | 0
1606 | 1281.9429 | 15.8037 | 0
1607 | 1153.8405 | 14.2245 | 0
1608 | 987.8395 | 12.178 | 0
1609 | 1033.2664 | 12.738 | 0
1610 | 1067.5357 | 13.1605 | 0
1611 | 1105.9493 | 13.6341 | 0
1612 | 1249.7842 | 15.4072 | 0
1613 | 1588.5793 | 19.5839 | 0
1614 | 1922.7671 | 23.7037 | 0
1615 | 2187.7786 | 27.8168 | 1.1536
1616 | 2187.7786 | 47.0873 | 27.4317
1617 | 2139.5794 | 26.3766 | 0
1618 | 2035.3256 | 25.0913 | 0
1619 | 1933.8554 | 23.8404 | 0
1620 | 1833.1198 | 22.5986 | 0
1621 | 1746.217 | 21.5272 | 0
1622 | 1730.1185 | 21.3288 | 0
1623 | 1731.1546 | 21.3415 | 0
1624 | 1744.3843 | 21.5046 | 0
1625 | 1748.5287 | 21.5557 | 0
1626 | 1717.8858 | 21.178 | 0
1627 | 1557.3953 | 19.1994 | 0
1628 | 1384.8193 | 17.0719 | 0
1629 | 1273.3128 | 15.6973 | 0
1630 | 1179.436 | 14.54 | 0
1631 | 1057.1356 | 13.0323 | 0
1632 | 580.1791 | 7.1524 | 0
1633 | 624.0971 | 7.6938 | 0
1634 | 648.6209 | 7.9961 | 0
1635 | 671.3618 | 8.2765 | 0
1636 | 785.313 | 9.6813 | 0
1637 | 1022.3502 | 12.6035 | 0
1638 | 1199.229 | 14.784 | 0
1639 | 1355.5615 | 16.7113 | 0
1640 | 1376.574 | 16.9703 | 0
1641 | 1245.9721 | 15.3602 | 0
1642 | 1146.7795 | 14.1374 | 0
1643 | 1088.1307 | 13.4144 | 0
1644 | 1030.4146 | 12.7029 | 0
1645 | 973.5489 | 12.0018 | 0
1646 | 956.267 | 11.7888 | 0
1647 | 955.1973 | 11.7756 | 0
1648 | 985.3447 | 12.1473 | 0
1649 | 1030.3052 | 12.7015 | 0
1650 | 1015.163 | 12.5149 | 0
1651 | 985.3176 | 12.1469 | 0
1652 | 900.9106 | 11.1064 | 0
1653 | 822.9498 | 10.1453 | 0
1654 | 728.1459 | 8.9765 | 0
1655 | 641.9553 | 7.914 | 0
1656 | 490.2516 | 6.0438 | 0
1657 | 545.3056 | 6.7225 | 0
1658 | 506.956 | 6.2497 | 0
1659 | 0 | 229.9936 | 313.6276
1660 | 0 | 272.1697 | 371.1406
1661 | 0 | 342.7243 | 467.3513
1662 | 0 | 392.0479 | 534.6107
1663 | 1008.9766 | 12.4386 | 0
1664 | 1037.9431 | 12.7957 | 0
1665 | 981.8759 | 12.1045 | 0
1666 | 887.2546 | 10.938 | 0
1667 | 822.8828 | 10.1444 | 0
1668 | 806.2383 | 9.9392 | 0
1669 | 743.8929 | 9.1707 | 0
1670 | 723.171 | 8.9152 | 0
1671 | 726.9841 | 8.9622 | 0
1672 | 739.761 | 9.1197 | 0
1673 | 735.2696 | 9.0643 | 0
1674 | 731.5816 | 9.0189 | 0
1675 | 719.9133 | 8.875 | 0
1676 | 713.7496 | 8.799 | 0
1677 | 677.8949 | 8.357 | 0
1678 | 586.8064 | 7.2341 | 0
1679 | 493.8958 | 6.0887 | 0
1680 | 529.2974 | 6.5251 | 0
1681 | 635.2875 | 7.8318 | 0
1682 | 608.4691 | 7.5012 | 0
1683 | 645.7784 | 7.9611 | 0
1684 | 820.1395 | 10.1106 | 0
1685 | 1125.009 | 13.869 | 0
1686 | 931.1176 | 11.4787 | 0
1687 | 968.261 | 11.9366 | 0
1688 | 889.8455 | 10.9699 | 0
1689 | 873.1387 | 10.764 | 0
1690 | 781.8649 | 9.6388 | 0
1691 | 769.3186 | 9.4841 | 0
1692 | 766.2106 | 9.4458 | 0
1693 | 702.6102 | 8.6617 | 0
1694 | 691.7581 | 8.5279 | 0
1695 | 699.5852 | 8.6244 | 0
1696 | 727.851 | 8.9729 | 0
1697 | 747.0733 | 9.2099 | 0
1698 | 796.0403 | 9.8135 | 0
1699 | 819.3401 | 10.1008 | 0
1700 | 858.0295 | 10.5777 | 0
1701 | 847.7183 | 10.4506 | 0
1702 | 723.886 | 8.924 | 0
1703 | 622.8913 | 7.679 | 0
1704 | 413.6284 | 5.0992 | 0
1705 | 445.6844 | 5.4944 | 0
1706 | 459.941 | 5.6701 | 0
1707 | 478.2812 | 5.8962 | 0
1708 | 566.0932 | 6.9788 | 0
1709 | 746.3478 | 9.2009 | 0
1710 | 863.8095 | 10.649 | 0
1711 | 963.6178 | 11.8794 | 0
1712 | 975.4254 | 12.025 | 0
1713 | 885.8631 | 10.9209 | 0
1714 | 818.3662 | 10.0888 | 0
1715 | 777.5654 | 9.5858 | 0
1716 | 738.5756 | 9.1051 | 0
1717 | 700.4426 | 8.635 | 0
1718 | 689.1273 | 8.4955 | 0
1719 | 690.2272 | 8.5091 | 0
1720 | 713.4168 | 8.7949 | 0
1721 | 746.3053 | 9.2004 | 0
1722 | 739.5416 | 9.117 | 0
1723 | 722.1007 | 8.902 | 0
1724 | 666.2351 | 8.2133 | 0
1725 | 608.589 | 7.5026 | 0
1726 | 535.7142 | 6.6042 | 0
1727 | 463.6781 | 5.7162 | 0
1728 | 336.6197 | 4.1498 | 0
1729 | 348.0904 | 4.2912 | 0
1730 | 386.1543 | 4.7605 | 0
1731 | 414.8937 | 5.1148 | 0
1732 | 510.961 | 6.2991 | 0
1733 | 777.4759 | 9.5847 | 0
1734 | 963.3144 | 11.8757 | 0
1735 | 970.4032 | 11.9631 | 0
1736 | 856.4097 | 10.5578 | 0
1737 | 774.6554 | 9.5499 | 0
1738 | 682.4551 | 8.4133 | 0
1739 | 634.2813 | 7.8194 | 0
1740 | 596.6984 | 7.3561 | 0
1741 | 568.8532 | 7.0128 | 0
1742 | 524.1524 | 6.4617 | 0
1743 | 520.4183 | 6.4157 | 0
1744 | 525.4044 | 6.4771 | 0
1745 | 534.62 | 6.5908 | 0
1746 | 590.3588 | 7.2779 | 0
1747 | 643.5187 | 7.9332 | 0
1748 | 619.9997 | 7.6433 | 0
1749 | 593.3509 | 7.3148 | 0
1750 | 486.1779 | 5.9936 | 0
1751 | 375.6552 | 4.631 | 0
1752 | 434.9882 | 5.3625 | 0
1753 | 468.6063 | 5.7769 | 0
1754 | 484.0031 | 5.9668 | 0
1755 | 503.0241 | 6.2012 | 0
1756 | 594.548 | 7.3295 | 0
1757 | 782.7012 | 9.6491 | 0
1758 | 907.3103 | 11.1853 | 0
1759 | 1013.7304 | 12.4972 | 0
1760 | 1026.5449 | 12.6552 | 0
1761 | 931.9135 | 11.4886 | 0
1762 | 860.5279 | 10.6085 | 0
1763 | 817.4935 | 10.078 | 0
1764 | 776.2202 | 9.5692 | 0
1765 | 735.8165 | 9.0711 | 0
1766 | 723.791 | 8.9228 | 0
1767 | 724.7146 | 8.9342 | 0
1768 | 748.8894 | 9.2323 | 0
1769 | 783.3718 | 9.6573 | 0
1770 | 775.7541 | 9.5634 | 0
1771 | 756.9322 | 9.3314 | 0
1772 | 697.6421 | 8.6005 | 0
1773 | 637.2778 | 7.8563 | 0
1774 | 561.3013 | 6.9197 | 0
1775 | 486.8706 | 6.0021 | 0
1776 | 433.5907 | 5.3453 | 0
1777 | 467.0973 | 5.7583 | 0
1778 | 482.4594 | 5.9477 | 0
1779 | 501.4095 | 6.1813 | 0
1780 | 592.6092 | 7.3056 | 0
1781 | 780.1061 | 9.6171 | 0
1782 | 904.3545 | 11.1488 | 0
1783 | 1010.4863 | 12.4572 | 0
1784 | 1023.2742 | 12.6148 | 0
1785 | 928.9305 | 11.4518 | 0
1786 | 857.7594 | 10.5744 | 0
1787 | 814.8587 | 10.0455 | 0
1788 | 773.708 | 9.5382 | 0
1789 | 733.4231 | 9.0416 | 0
1790 | 721.4316 | 8.8938 | 0
1791 | 722.3437 | 8.905 | 0
1792 | 746.433 | 9.202 | 0
1793 | 780.8008 | 9.6257 | 0
1794 | 773.189 | 9.5318 | 0
1795 | 754.41 | 9.3003 | 0
1796 | 695.2906 | 8.5715 | 0
1797 | 635.1297 | 7.8298 | 0
1798 | 559.4216 | 6.8965 | 0
1799 | 485.2787 | 5.9825 | 0
1800 | 296.7192 | 3.6579 | 0
1801 | 306.1666 | 3.7744 | 0
1802 | 338.1498 | 4.1687 | 0
1803 | 363.6853 | 4.4835 | 0
1804 | 450.7651 | 5.557 | 0
1805 | 686.0828 | 8.458 | 0
1806 | 847.7841 | 10.4514 | 0
1807 | 851.1069 | 10.4924 | 0
1808 | 752.8736 | 9.2814 | 0
1809 | 681.7747 | 8.4049 | 0
1810 | 602.2949 | 7.425 | 0
1811 | 560.2054 | 6.9062 | 0
1812 | 527.797 | 6.5066 | 0
1813 | 503.5113 | 6.2072 | 0
1814 | 464.8128 | 5.7302 | 0
1815 | 461.7886 | 5.6929 | 0
1816 | 466.5626 | 5.7517 | 0
1817 | 475.4191 | 5.8609 | 0
1818 | 524.4238 | 6.4651 | 0
1819 | 571.2873 | 7.0428 | 0
1820 | 551.951 | 6.8044 | 0
1821 | 528.2401 | 6.5121 | 0
1822 | 432.9546 | 5.3374 | 0
1823 | 333.3529 | 4.1095 | 0
1824 | 296.4387 | 3.6545 | 0
1825 | 245.5287 | 3.0269 | 0
1826 | 0 | 115.5819 | 157.6116
1827 | 0 | 109.8358 | 149.7761
1828 | 0 | 139.9718 | 190.8706
1829 | 0 | 189.2622 | 258.0848
1830 | 0 | 212.1321 | 289.271
1831 | 493.2976 | 6.0813 | 0
1832 | 493.695 | 6.0862 | 0
1833 | 466.7225 | 5.7537 | 0
1834 | 461.6733 | 5.6915 | 0
1835 | 375.4285 | 4.6283 | 0
1836 | 378.5404 | 4.6666 | 0
1837 | 356.0281 | 4.3891 | 0
1838 | 363.9099 | 4.4863 | 0
1839 | 340.1401 | 4.1932 | 0
1840 | 350.0804 | 4.3158 | 0
1841 | 328.4905 | 4.0496 | 0
1842 | 332.1193 | 4.0943 | 0
1843 | 369.0993 | 4.5502 | 0
1844 | 376.3874 | 4.6401 | 0
1845 | 361.5814 | 4.4575 | 0
1846 | 313.0413 | 3.8591 | 0
1847 | 236.6222 | 2.9171 | 0
1848 | 147.1035 | 1.8135 | 0
1849 | 150.2876 | 1.8527 | 0
1850 | 159.6182 | 1.9678 | 0
1851 | 184.6042 | 2.2758 | 0
1852 | 281.7641 | 3.4736 | 0
1853 | 387.1009 | 4.7721 | 0
1854 | 343.9887 | 4.2407 | 0
1855 | 366.085 | 4.5131 | 0
1856 | 316.9428 | 3.9072 | 0
1857 | 273.31 | 3.3693 | 0
1858 | 262.3645 | 3.2344 | 0
1859 | 240.6369 | 2.9666 | 0
1860 | 238.7557 | 2.9434 | 0
1861 | 221.0419 | 2.725 | 0
1862 | 218.8941 | 2.6985 | 0
1863 | 211.8147 | 2.6112 | 0
1864 | 229.8839 | 2.834 | 0
1865 | 235.9714 | 2.909 | 0
1866 | 256.4996 | 3.1621 | 0
1867 | 266.4531 | 3.2848 | 0
1868 | 268.5712 | 3.3109 | 0
1869 | 266.7047 | 3.2879 | 0
1870 | 220.9381 | 2.7237 | 0
1871 | 174.9192 | 2.1564 | 0
1872 | 245.1704 | 3.0224 | 0
1873 | 252.2087 | 3.1092 | 0
1874 | 276.8202 | 3.4126 | 0
1875 | 298.1539 | 3.6756 | 0
1876 | 372.8819 | 4.5969 | 0
1877 | 567.7735 | 6.9995 | 0
1878 | 698.942 | 8.6165 | 0
1879 | 698.3026 | 8.6086 | 0
1880 | 619.7364 | 7.6401 | 0
1881 | 562.1059 | 6.9296 | 0
1882 | 498.507 | 6.1456 | 0
1883 | 464.1625 | 5.7222 | 0
1884 | 438.217 | 5.4023 | 0
1885 | 418.4502 | 5.1586 | 0
1886 | 387.2888 | 4.7745 | 0
1887 | 385.0994 | 4.7475 | 0
1888 | 389.4825 | 4.8015 | 0
1889 | 397.6486 | 4.9022 | 0
1890 | 437.9925 | 5.3995 | 0
1891 | 476.7202 | 5.877 | 0
1892 | 462.357 | 5.6999 | 0
1893 | 442.5097 | 5.4552 | 0
1894 | 362.834 | 4.473 | 0
1895 | 278.0144 | 3.4273 | 0
1896 | 305.4229 | 3.7652 | 0
1897 | 315.2923 | 3.8869 | 0
1898 | 348.5562 | 4.297 | 0
1899 | 374.7965 | 4.6205 | 0
1900 | 463.9067 | 5.719 | 0
1901 | 706.0411 | 8.704 | 0
1902 | 872.946 | 10.7616 | 0
1903 | 877.0051 | 10.8117 | 0
1904 | 775.3994 | 9.5591 | 0
1905 | 702.0044 | 8.6543 | 0
1906 | 619.802 | 7.6409 | 0
1907 | 576.3962 | 7.1058 | 0
1908 | 542.88 | 6.6926 | 0
1909 | 517.8254 | 6.3837 | 0
1910 | 477.8381 | 5.8908 | 0
1911 | 474.6669 | 5.8517 | 0
1912 | 479.4982 | 5.9112 | 0
1913 | 488.4544 | 6.0216 | 0
1914 | 538.9243 | 6.6438 | 0
1915 | 587.1614 | 7.2385 | 0
1916 | 566.9534 | 6.9894 | 0
1917 | 542.5951 | 6.6891 | 0
1918 | 444.6928 | 5.4821 | 0
1919 | 342.6454 | 4.2241 | 0
1920 | 225.9683 | 2.7857 | 0
1921 | 232.0884 | 2.8612 | 0
1922 | 253.9047 | 3.1301 | 0
1923 | 273.6796 | 3.3739 | 0
1924 | 343.8817 | 4.2393 | 0
1925 | 523.7266 | 6.4565 | 0
1926 | 643.4555 | 7.9325 | 0
1927 | 641.2484 | 7.9053 | 0
1928 | 570.0788 | 7.0279 | 0
1929 | 517.4955 | 6.3796 | 0
1930 | 459.8685 | 5.6692 | 0
1931 | 428.4207 | 5.2815 | 0
1932 | 404.9053 | 4.9916 | 0
1933 | 386.8299 | 4.7688 | 0
1934 | 358.4982 | 4.4195 | 0
1935 | 356.6281 | 4.3965 | 0
1936 | 360.8774 | 4.4489 | 0
1937 | 368.8094 | 4.5467 | 0
1938 | 405.9232 | 5.0042 | 0
1939 | 441.6203 | 5.4443 | 0
1940 | 429.1533 | 5.2906 | 0
1941 | 410.7384 | 5.0636 | 0
1942 | 336.8518 | 4.1527 | 0
1943 | 257.4703 | 3.1741 | 0
1944 | 194.6126 | 2.3992 | 0
1945 | 199.4213 | 2.4585 | 0
1946 | 217.1175 | 2.6766 | 0
1947 | 234.2896 | 2.8883 | 0
1948 | 296.4218 | 3.6543 | 0
1949 | 451.5854 | 5.5671 | 0
1950 | 553.2314 | 6.8202 | 0
1951 | 549.2927 | 6.7716 | 0
1952 | 489.5646 | 6.0353 | 0
1953 | 444.9499 | 5.4853 | 0
1954 | 396.5673 | 4.8889 | 0
1955 | 369.7438 | 4.5582 | 0
1956 | 349.9927 | 4.3147 | 0
1957 | 334.6059 | 4.125 | 0
1958 | 310.6956 | 3.8302 | 0
1959 | 309.2713 | 3.8127 | 0
1960 | 313.1949 | 3.861 | 0
1961 | 320.5369 | 3.9516 | 0
1962 | 352.4121 | 4.3445 | 0
1963 | 383.1592 | 4.7236 | 0
1964 | 373.3938 | 4.6032 | 0
1965 | 357.3802 | 4.4058 | 0
1966 | 293.1779 | 3.6143 | 0
1967 | 223.2934 | 2.7527 | 0
1968 | 166.2921 | 2.05 | 0
1969 | 169.9754 | 2.0954 | 0
1970 | 184.0903 | 2.2695 | 0
1971 | 198.8934 | 2.4519 | 0
1972 | 253.5229 | 3.1254 | 0
1973 | 386.3592 | 4.763 | 0
1974 | 471.8606 | 5.8171 | 0
1975 | 466.6188 | 5.7524 | 0
1976 | 417.0243 | 5.141 | 0
1977 | 379.5209 | 4.6787 | 0
1978 | 339.3281 | 4.1832 | 0
1979 | 316.6479 | 3.9036 | 0
1980 | 300.2326 | 3.7012 | 0
1981 | 287.251 | 3.5412 | 0
1982 | 267.2715 | 3.2949 | 0
1983 | 266.2259 | 3.282 | 0
1984 | 269.8215 | 3.3263 | 0
1985 | 276.5654 | 3.4095 | 0
1986 | 303.7204 | 3.7442 | 0
1987 | 329.9962 | 4.0682 | 0
1988 | 322.5464 | 3.9763 | 0
1989 | 308.7216 | 3.8059 | 0
1990 | 253.3388 | 3.1231 | 0
1991 | 192.2263 | 2.3698 | 0
1992 | 178.968 | 2.2063 | 0
1993 | 168.8373 | 2.0814 | 0
1994 | 144.6824 | 1.7836 | 0
1995 | 166.0222 | 2.0467 | 0
1996 | 231.8744 | 2.8585 | 0
1997 | 307.5779 | 3.7918 | 0
1998 | 361.9867 | 4.4625 | 0
1999 | 339.6069 | 4.1866 | 0
2000 | 323.2008 | 3.9844 | 0
2001 | 295.0366 | 3.6372 | 0
2002 | 314.2611 | 3.8742 | 0
2003 | 253.9716 | 3.1309 | 0
2004 | 254.0005 | 3.1313 | 0
2005 | 245.629 | 3.0281 | 0
2006 | 261.9966 | 3.2299 | 0
2007 | 248.0493 | 3.0579 | 0
2008 | 241.623 | 2.9787 | 0
2009 | 229.4989 | 2.8292 | 0
2010 | 210.0658 | 2.5897 | 0
2011 | 241.4206 | 2.9762 | 0
2012 | 245.5486 | 3.0271 | 0
2013 | 245.6064 | 3.0278 | 0
2014 | 209.5105 | 2.5828 | 0
2015 | 154.4662 | 1.9042 | 0
2016 | 110.9002 | 1.3672 | 0
2017 | 114.7397 | 1.4145 | 0
2018 | 140.2219 | 1.7286 | 0
2019 | 140.7438 | 1.7351 | 0
2020 | 212.2657 | 2.6168 | 0
2021 | 292.0014 | 3.5998 | 0
2022 | 293.7302 | 3.6211 | 0
2023 | 289.7987 | 3.5726 | 0
2024 | 223.1482 | 2.751 | 0
2025 | 198.2447 | 2.4439 | 0
2026 | 189.1452 | 2.3318 | 0
2027 | 170.741 | 2.1049 | 0
2028 | 170.2002 | 2.0982 | 0
2029 | 159.3137 | 1.964 | 0
2030 | 149.8808 | 1.8477 | 0
2031 | 142.9115 | 1.7618 | 0
2032 | 145.962 | 1.7994 | 0
2033 | 165.1379 | 2.0358 | 0
2034 | 183.9992 | 2.2683 | 0
2035 | 185.6013 | 2.2881 | 0
2036 | 214.1769 | 2.6404 | 0
2037 | 221.233 | 2.7273 | 0
2038 | 176.0795 | 2.1707 | 0
2039 | 136.9871 | 1.6888 | 0
2040 | 215.3111 | 2.6543 | 0
2041 | 221.0181 | 2.7247 | 0
2042 | 241.5113 | 2.9773 | 0
2043 | 260.3915 | 3.2101 | 0
2044 | 327.7327 | 4.0403 | 0
2045 | 499.1696 | 6.1537 | 0
2046 | 612.8562 | 7.5552 | 0
2047 | 610.2045 | 7.5226 | 0
2048 | 542.813 | 6.6918 | 0
2049 | 492.8907 | 6.0763 | 0
2050 | 438.3175 | 5.4035 | 0
2051 | 408.4231 | 5.035 | 0
2052 | 386.1516 | 4.7604 | 0
2053 | 368.9773 | 4.5487 | 0
2054 | 342.1137 | 4.2176 | 0
2055 | 340.382 | 4.1962 | 0
2056 | 344.5019 | 4.247 | 0
2057 | 352.1974 | 4.3419 | 0
2058 | 387.5369 | 4.7775 | 0
2059 | 421.5513 | 5.1969 | 0
2060 | 409.9339 | 5.0536 | 0
2061 | 392.346 | 4.8368 | 0
2062 | 321.7911 | 3.967 | 0
2063 | 245.7447 | 3.0295 | 0
2064 | 179.2916 | 2.2103 | 0
2065 | 183.4623 | 2.2617 | 0
2066 | 199.1522 | 2.4551 | 0
2067 | 215.0515 | 2.6511 | 0
2068 | 273.2303 | 3.3684 | 0
2069 | 416.3324 | 5.1325 | 0
2070 | 509.1517 | 6.2768 | 0
2071 | 504.3795 | 6.218 | 0
2072 | 450.2323 | 5.5504 | 0
2073 | 409.5071 | 5.0484 | 0
2074 | 365.6338 | 4.5075 | 0
2075 | 341.0682 | 4.2047 | 0
2076 | 323.1533 | 3.9838 | 0
2077 | 309.0791 | 3.8103 | 0
2078 | 287.3262 | 3.5421 | 0
2079 | 286.1185 | 3.5272 | 0
2080 | 289.8813 | 3.5736 | 0
2081 | 296.932 | 3.6606 | 0
2082 | 326.248 | 4.022 | 0
2083 | 354.5764 | 4.3712 | 0
2084 | 346.125 | 4.267 | 0
2085 | 331.2858 | 4.0841 | 0
2086 | 271.8189 | 3.351 | 0
2087 | 206.5842 | 2.5468 | 0
2088 | 107.3213 | 1.323 | 0
2089 | 109.7259 | 1.3527 | 0
2090 | 106.8715 | 1.3175 | 0
2091 | 121.7247 | 1.5006 | 0
2092 | 182.4041 | 2.2487 | 0
2093 | 293.2342 | 3.615 | 0
2094 | 333.9131 | 4.1165 | 0
2095 | 329.8122 | 4.0659 | 0
2096 | 260.5073 | 3.2115 | 0
2097 | 235.8646 | 2.9077 | 0
2098 | 220.8451 | 2.7226 | 0
2099 | 195.4789 | 2.4098 | 0
2100 | 196.5101 | 2.4226 | 0
2101 | 175.0586 | 2.1581 | 0
2102 | 164.1008 | 2.023 | 0
2103 | 160.5816 | 1.9796 | 0
2104 | 152.6102 | 1.8814 | 0
2105 | 161.7353 | 1.9939 | 0
2106 | 187.522 | 2.3118 | 0
2107 | 214.027 | 2.6385 | 0
2108 | 223.3721 | 2.7537 | 0
2109 | 203.7684 | 2.512 | 0
2110 | 169.096 | 2.0846 | 0
2111 | 136.4857 | 1.6826 | 0
2112 | 176.185 | 2.172 | 0
2113 | 180.2605 | 2.2222 | 0
2114 | 195.6245 | 2.4116 | 0
2115 | 211.2554 | 2.6043 | 0
2116 | 268.5087 | 3.3102 | 0
2117 | 409.1448 | 5.0439 | 0
2118 | 500.2832 | 6.1675 | 0
2119 | 495.493 | 6.1084 | 0
2120 | 442.3614 | 5.4534 | 0
2121 | 402.375 | 4.9604 | 0
2122 | 359.3236 | 4.4297 | 0
2123 | 335.1966 | 4.1323 | 0
2124 | 317.6169 | 3.9156 | 0
2125 | 303.7954 | 3.7452 | 0
2126 | 282.4437 | 3.4819 | 0
2127 | 281.2661 | 3.4674 | 0
2128 | 284.9768 | 3.5132 | 0
2129 | 291.9305 | 3.5989 | 0
2130 | 320.7342 | 3.954 | 0
2131 | 348.5719 | 4.2972 | 0
2132 | 340.3149 | 4.1954 | 0
2133 | 325.7252 | 4.0155 | 0
2134 | 267.2606 | 3.2948 | 0
2135 | 203.0812 | 2.5036 | 0
2136 | 391.9487 | 4.8319 | 0
2137 | 422.4657 | 5.2081 | 0
2138 | 435.3638 | 5.3671 | 0
2139 | 453.1457 | 5.5863 | 0
2140 | 537.6001 | 6.6275 | 0
2141 | 710.5403 | 8.7595 | 0
2142 | 820.2088 | 10.1115 | 0
2143 | 912.5798 | 11.2502 | 0
2144 | 923.1676 | 11.3807 | 0
2145 | 838.9715 | 10.3428 | 0
2146 | 775.6224 | 9.5618 | 0
2147 | 737.1519 | 9.0876 | 0
2148 | 700.6144 | 8.6371 | 0
2149 | 664.9362 | 8.1973 | 0
2150 | 654.4044 | 8.0674 | 0
2151 | 655.7995 | 8.0846 | 0
2152 | 678.095 | 8.3595 | 0
2153 | 709.4178 | 8.7456 | 0
2154 | 703.7722 | 8.676 | 0
2155 | 687.9722 | 8.4813 | 0
2156 | 635.8512 | 7.8387 | 0
2157 | 580.8354 | 7.1605 | 0
2158 | 510.779 | 6.2968 | 0
2159 | 440.5131 | 5.4306 | 0
2160 | 404.2679 | 4.9838 | 0
2161 | 449.3897 | 5.54 | 0
2162 | 418.2401 | 5.156 | 0
2163 | 443.7952 | 5.4711 | 0
2164 | 528.6221 | 6.5168 | 0
2165 | 672.2 | 8.2868 | 0
2166 | 763.6227 | 9.4139 | 0
2167 | 835.7337 | 10.3029 | 0
2168 | 857.3944 | 10.5699 | 0
2169 | 811.0532 | 9.9986 | 0
2170 | 735.2641 | 9.0643 | 0
2171 | 683.3285 | 8.424 | 0
2172 | 669.5727 | 8.2544 | 0
2173 | 620.0758 | 7.6442 | 0
2174 | 603.7932 | 7.4435 | 0
2175 | 607.8051 | 7.493 | 0
2176 | 619.7915 | 7.6407 | 0
2177 | 618.209 | 7.6212 | 0
2178 | 617.0886 | 7.6074 | 0
2179 | 609.1049 | 7.509 | 0
2180 | 603.9231 | 7.4451 | 0
2181 | 572.0255 | 7.0519 | 0
2182 | 494.357 | 6.0944 | 0
2183 | 412.5483 | 5.0859 | 0
2184 | 680.711 | 8.3918 | 0
2185 | 821.2535 | 10.1243 | 0
2186 | 786.8733 | 9.7005 | 0
2187 | 833.5447 | 10.2759 | 0
2188 | 1055.2366 | 13.0089 | 0
2189 | 1440.4527 | 17.7578 | 0
2190 | 1173.9465 | 14.4723 | 0
2191 | 1227.7343 | 15.1354 | 0
2192 | 1123.1542 | 13.8462 | 0
2193 | 1105.3209 | 13.6263 | 0
2194 | 983.9351 | 12.1299 | 0
2195 | 969.7578 | 11.9551 | 0
2196 | 966.9868 | 11.9209 | 0
2197 | 881.331 | 10.865 | 0
2198 | 866.5276 | 10.6825 | 0
2199 | 875.0017 | 10.787 | 0
2200 | 909.337 | 11.2102 | 0
2201 | 931.3361 | 11.4814 | 0
2202 | 994.2769 | 12.2574 | 0
2203 | 1023.4902 | 12.6175 | 0
2204 | 1077.0006 | 13.2772 | 0
2205 | 1071.0121 | 13.2034 | 0
2206 | 915.3096 | 11.2839 | 0
2207 | 796.634 | 9.8208 | 0
2208 | 279.3836 | 3.4442 | 0
2209 | 288.0419 | 3.551 | 0
2210 | 317.5958 | 3.9153 | 0
2211 | 341.7119 | 4.2126 | 0
2212 | 424.5617 | 5.234 | 0
2213 | 646.2718 | 7.9672 | 0
2214 | 797.772 | 9.8349 | 0
2215 | 799.8553 | 9.8606 | 0
2216 | 708.1645 | 8.7302 | 0
2217 | 641.5643 | 7.9092 | 0
2218 | 567.3684 | 6.9945 | 0
2219 | 527.8715 | 6.5076 | 0
2220 | 497.6137 | 6.1345 | 0
2221 | 474.8395 | 5.8538 | 0
2222 | 438.6533 | 5.4077 | 0
2223 | 435.9014 | 5.3738 | 0
2224 | 440.5319 | 5.4308 | 0
2225 | 449.133 | 5.5369 | 0
2226 | 495.2291 | 6.1051 | 0
2227 | 539.3565 | 6.6491 | 0
2228 | 521.6483 | 6.4308 | 0
2229 | 499.2437 | 6.1546 | 0
2230 | 409.2336 | 5.045 | 0
2231 | 314.6723 | 3.8793 | 0
2232 | 208.0319 | 2.5646 | 0
2233 | 213.3692 | 2.6304 | 0
2234 | 232.7517 | 2.8693 | 0
2235 | 251.0476 | 3.0949 | 0
2236 | 316.7514 | 3.9049 | 0
2237 | 482.4973 | 5.9482 | 0
2238 | 591.7786 | 7.2954 | 0
2239 | 588.4372 | 7.2542 | 0
2240 | 523.9229 | 6.4589 | 0
2241 | 475.9453 | 5.8674 | 0
2242 | 423.6944 | 5.2233 | 0
2243 | 394.9103 | 4.8684 | 0
2244 | 373.5835 | 4.6055 | 0
2245 | 357.0587 | 4.4018 | 0
2246 | 331.2908 | 4.0841 | 0
2247 | 329.6888 | 4.0644 | 0
2248 | 333.7705 | 4.1147 | 0
2249 | 341.401 | 4.2088 | 0
2250 | 375.5119 | 4.6293 | 0
2251 | 408.3777 | 5.0344 | 0
2252 | 397.5246 | 4.9007 | 0
2253 | 380.4725 | 4.6904 | 0
2254 | 312.0855 | 3.8474 | 0
2255 | 238.0294 | 2.9344 | 0
2256 | 103.6833 | 1.2782 | 0
2257 | 105.978 | 1.3065 | 0
2258 | 103.1915 | 1.2721 | 0
2259 | 117.4814 | 1.4483 | 0
2260 | 176.1911 | 2.1721 | 0
2261 | 283.0559 | 3.4895 | 0
2262 | 322.2333 | 3.9725 | 0
2263 | 318.1759 | 3.9224 | 0
2264 | 251.5876 | 3.1016 | 0
2265 | 227.9468 | 2.8101 | 0
2266 | 213.4286 | 2.6311 | 0
2267 | 189.0461 | 2.3305 | 0
2268 | 190.0215 | 2.3426 | 0
2269 | 169.315 | 2.0873 | 0
2270 | 158.8005 | 1.9577 | 0
2271 | 155.3529 | 1.9152 | 0
2272 | 147.7432 | 1.8214 | 0
2273 | 156.5595 | 1.9301 | 0
2274 | 181.3933 | 2.2362 | 0
2275 | 206.899 | 2.5506 | 0
2276 | 215.9544 | 2.6623 | 0
2277 | 197.1557 | 2.4305 | 0
2278 | 163.6453 | 2.0174 | 0
2279 | 131.9593 | 1.6268 | 0
2280 | 200.3472 | 2.4699 | 0
2281 | 205.3919 | 2.5321 | 0
2282 | 223.8328 | 2.7594 | 0
2283 | 241.482 | 2.977 | 0
2284 | 305.1038 | 3.7613 | 0
2285 | 464.7836 | 5.7298 | 0
2286 | 569.7246 | 7.0235 | 0
2287 | 566.086 | 6.9787 | 0
2288 | 504.2782 | 6.2167 | 0
2289 | 458.2116 | 5.6488 | 0
2290 | 408.1485 | 5.0316 | 0
2291 | 380.4815 | 4.6905 | 0
2292 | 360.046 | 4.4386 | 0
2293 | 344.1689 | 4.2429 | 0
2294 | 319.4541 | 3.9382 | 0
2295 | 317.9497 | 3.9197 | 0
2296 | 321.935 | 3.9688 | 0
2297 | 329.3892 | 4.0607 | 0
2298 | 362.2217 | 4.4654 | 0
2299 | 393.8741 | 4.8556 | 0
2300 | 383.6226 | 4.7293 | 0
2301 | 367.1686 | 4.5264 | 0
2302 | 301.1904 | 3.7131 | 0
2303 | 229.5566 | 2.83 | 0
2304 | 371.0664 | 4.5745 | 0
2305 | 400.0692 | 4.932 | 0
2306 | 411.7963 | 5.0766 | 0
2307 | 428.9498 | 5.2881 | 0
2308 | 509.8898 | 6.2859 | 0
2309 | 675.3046 | 8.3251 | 0
2310 | 777.8348 | 9.5891 | 0
2311 | 863.5385 | 10.6456 | 0
2312 | 873.0865 | 10.7633 | 0
2313 | 793.9082 | 9.7872 | 0
2314 | 734.417 | 9.0538 | 0
2315 | 698.1478 | 8.6067 | 0
2316 | 663.8804 | 8.1843 | 0
2317 | 630.4642 | 7.7723 | 0
2318 | 620.6443 | 7.6513 | 0
2319 | 622.2442 | 7.671 | 0
2320 | 643.6062 | 7.9343 | 0
2321 | 673.3854 | 8.3014 | 0
2322 | 668.6449 | 8.243 | 0
2323 | 654.2619 | 8.0657 | 0
2324 | 605.5641 | 7.4653 | 0
2325 | 553.1698 | 6.8194 | 0
2326 | 486.0534 | 5.992 | 0
2327 | 417.9439 | 5.1524 | 0
2328 | 452.2693 | 5.5755 | 0
2329 | 502.9287 | 6.2001 | 0
2330 | 467.7719 | 5.7667 | 0
2331 | 495.8537 | 6.1128 | 0
2332 | 588.3937 | 7.2537 | 0
2333 | 743.9827 | 9.1718 | 0
2334 | 848.5672 | 10.4611 | 0
2335 | 932.5448 | 11.4963 | 0
2336 | 958.2264 | 11.8129 | 0
2337 | 906.4528 | 11.1747 | 0
2338 | 820.2083 | 10.1115 | 0
2339 | 761.3597 | 9.386 | 0
2340 | 745.9905 | 9.1965 | 0
2341 | 689.3703 | 8.4985 | 0
2342 | 670.6302 | 8.2675 | 0
2343 | 674.5536 | 8.3158 | 0
2344 | 687.0188 | 8.4695 | 0
2345 | 683.8673 | 8.4307 | 0
2346 | 681.3633 | 8.3998 | 0
2347 | 671.365 | 8.2765 | 0
2348 | 665.6324 | 8.2059 | 0
2349 | 631.4654 | 7.7847 | 0
2350 | 546.2389 | 6.734 | 0
2351 | 458.098 | 5.6474 | 0
2352 | 930.8217 | 11.4751 | 0
2353 | 951.7963 | 11.7337 | 0
2354 | 930.7214 | 11.4739 | 0
2355 | 1072.9016 | 13.2266 | 0
2356 | 1238.6591 | 15.2701 | 0
2357 | 1591.6367 | 19.6216 | 0
2358 | 1421.8362 | 17.5283 | 0
2359 | 1462.8098 | 18.0334 | 0
2360 | 1480.9562 | 18.2571 | 0
2361 | 1364.7816 | 16.8249 | 0
2362 | 1293.9231 | 15.9514 | 0
2363 | 1283.1355 | 15.8184 | 0
2364 | 1248.4696 | 15.391 | 0
2365 | 1157.0117 | 14.2636 | 0
2366 | 1149.7531 | 14.1741 | 0
2367 | 1171.3035 | 14.4397 | 0
2368 | 1212.189 | 14.9438 | 0
2369 | 1229.5344 | 15.1576 | 0
2370 | 1245.7033 | 15.3569 | 0
2371 | 1278.8425 | 15.7655 | 0
2372 | 1210.562 | 14.9237 | 0
2373 | 1259.3575 | 15.5253 | 0
2374 | 1080.3718 | 13.3187 | 0
2375 | 1015.7591 | 12.5222 | 0
2376 | 587.0628 | 7.2373 | 0
2377 | 631.4302 | 7.7842 | 0
2378 | 656.5558 | 8.094 | 0
2379 | 679.3616 | 8.3751 | 0
2380 | 794.0318 | 9.7888 | 0
2381 | 1032.7965 | 12.7322 | 0
2382 | 1212.6063 | 14.9489 | 0
2383 | 1371.9154 | 16.9129 | 0
2384 | 1393.4828 | 17.1787 | 0
2385 | 1260.9896 | 15.5454 | 0
2386 | 1160.3098 | 14.3042 | 0
2387 | 1100.8677 | 13.5714 | 0
2388 | 1042.259 | 12.8489 | 0
2389 | 984.4866 | 12.1367 | 0
2390 | 966.9028 | 11.9199 | 0
2391 | 965.641 | 11.9043 | 0
2392 | 995.9827 | 12.2784 | 0
2393 | 1041.3962 | 12.8383 | 0
2394 | 1025.6861 | 12.6446 | 0
2395 | 995.117 | 12.2677 | 0
2396 | 909.2933 | 11.2097 | 0
2397 | 830.6065 | 10.2397 | 0
2398 | 735.1869 | 9.0633 | 0
2399 | 648.9934 | 8.0007 | 0
2400 | 403.4521 | 4.9737 | 0
2401 | 434.8056 | 5.3603 | 0
2402 | 448.3384 | 5.5271 | 0
2403 | 466.4734 | 5.7506 | 0
2404 | 552.8848 | 6.8159 | 0
2405 | 730.007 | 8.9995 | 0
2406 | 843.5799 | 10.3996 | 0
2407 | 939.586 | 11.5831 | 0
2408 | 950.7363 | 11.7206 | 0
2409 | 863.7876 | 10.6487 | 0
2410 | 798.3237 | 9.8417 | 0
2411 | 758.6438 | 9.3525 | 0
2412 | 720.8627 | 8.8867 | 0
2413 | 683.9463 | 8.4316 | 0
2414 | 673.0256 | 8.297 | 0
2415 | 674.3138 | 8.3129 | 0
2416 | 697.1291 | 8.5942 | 0
2417 | 729.305 | 8.9908 | 0
2418 | 723.1738 | 8.9152 | 0
2419 | 706.6055 | 8.711 | 0
2420 | 652.6128 | 8.0454 | 0
2421 | 596.1462 | 7.3492 | 0
2422 | 524.4531 | 6.4654 | 0
2423 | 452.9651 | 5.5841 | 0
2424 | 224.505 | 2.7677 | 0
2425 | 230.5608 | 2.8423 | 0
2426 | 252.1776 | 3.1088 | 0
2427 | 271.8319 | 3.3511 | 0
2428 | 341.6685 | 4.2121 | 0
2429 | 520.3635 | 6.415 | 0
2430 | 639.2387 | 7.8805 | 0
2431 | 636.9372 | 7.8521 | 0
2432 | 566.312 | 6.9815 | 0
2433 | 514.105 | 6.3378 | 0
2434 | 456.9178 | 5.6328 | 0
2435 | 425.6875 | 5.2478 | 0
2436 | 402.3511 | 4.9602 | 0
2437 | 384.4023 | 4.7389 | 0
2438 | 356.2803 | 4.3922 | 0
2439 | 354.4322 | 4.3694 | 0
2440 | 358.6681 | 4.4216 | 0
2441 | 366.5759 | 4.5191 | 0
2442 | 403.4446 | 4.9736 | 0
2443 | 438.9107 | 5.4109 | 0
2444 | 426.5763 | 5.2588 | 0
2445 | 408.2724 | 5.0332 | 0
2446 | 334.834 | 4.1278 | 0
2447 | 255.8856 | 3.1545 | 0
2448 | 515.0724 | 6.3498 | 0
2449 | 554.3862 | 6.8344 | 0
2450 | 574.7545 | 7.0855 | 0
2451 | 595.8687 | 7.3458 | 0
2452 | 699.8909 | 8.6282 | 0
2453 | 915.2266 | 11.2828 | 0
2454 | 1068.4985 | 13.1724 | 0
2455 | 1202.2226 | 14.8209 | 0
2456 | 1219.4972 | 15.0339 | 0
2457 | 1105.0943 | 13.6235 | 0
2458 | 1018.4336 | 12.5552 | 0
2459 | 966.8063 | 11.9187 | 0
2460 | 916.5054 | 11.2986 | 0
2461 | 867.0685 | 10.6892 | 0
2462 | 852.1633 | 10.5054 | 0
2463 | 852.0236 | 10.5037 | 0
2464 | 879.5258 | 10.8427 | 0
2465 | 919.8039 | 11.3393 | 0
2466 | 908.1143 | 11.1952 | 0
2467 | 883.2867 | 10.8891 | 0
2468 | 810.2265 | 9.9884 | 0
2469 | 740.1162 | 9.1241 | 0
2470 | 653.6521 | 8.0582 | 0
2471 | 572.5289 | 7.0581 | 0
2472 | 307.2436 | 3.7877 | 0
2473 | 317.2185 | 3.9106 | 0
2474 | 350.7908 | 4.3245 | 0
2475 | 377.1733 | 4.6498 | 0
2476 | 466.6462 | 5.7528 | 0
2477 | 710.1964 | 8.7552 | 0
2478 | 878.2445 | 10.8269 | 0
2479 | 882.5333 | 10.8798 | 0
2480 | 780.164 | 9.6178 | 0
2481 | 706.2636 | 8.7068 | 0
2482 | 623.4454 | 7.6858 | 0
2483 | 579.7545 | 7.1472 | 0
2484 | 545.988 | 6.7309 | 0
2485 | 520.7659 | 6.42 | 0
2486 | 480.4908 | 5.9235 | 0
2487 | 477.2819 | 5.8839 | 0
2488 | 482.1153 | 5.9435 | 0
2489 | 491.0735 | 6.0539 | 0
2490 | 541.8531 | 6.6799 | 0
2491 | 590.3775 | 7.2781 | 0
2492 | 569.951 | 7.0263 | 0
2493 | 545.4631 | 6.7244 | 0
2494 | 447.0345 | 5.511 | 0
2495 | 344.5317 | 4.2474 | 0
2496 | 377.1815 | 4.6499 | 0
2497 | 309.7316 | 3.8183 | 0
2498 | 342.8021 | 4.226 | 0
2499 | 322.9709 | 3.9816 | 0
2500 | 407.5178 | 5.0238 | 0
2501 | 545.8188 | 6.7288 | 0
2502 | 610.4822 | 7.526 | 0
2503 | 612.4146 | 7.5498 | 0
2504 | 615.3711 | 7.5862 | 0
2505 | 582.2139 | 7.1775 | 0
2506 | 577.4823 | 7.1192 | 0
2507 | 464.3754 | 5.7248 | 0
2508 | 469.3656 | 5.7863 | 0
2509 | 440.405 | 5.4293 | 0
2510 | 452.18 | 5.5744 | 0
2511 | 420.2024 | 5.1802 | 0
2512 | 432.55 | 5.3324 | 0
2513 | 401.9762 | 4.9555 | 0
2514 | 403.9754 | 4.9802 | 0
2515 | 450.4063 | 5.5526 | 0
2516 | 459.0465 | 5.6591 | 0
2517 | 441.1247 | 5.4382 | 0
2518 | 383.6143 | 4.7292 | 0
2519 | 291.4022 | 3.5924 | 0
2520 | 326.1368 | 4.0206 | 0
2521 | 337.4903 | 4.1606 | 0
2522 | 366.5458 | 4.5187 | 0
2523 | 427.73 | 5.273 | 0
2524 | 656.6647 | 8.0953 | 0
2525 | 880.3479 | 10.8529 | 0
2526 | 727.5175 | 8.9688 | 0
2527 | 811.6258 | 10.0057 | 0
2528 | 684.8241 | 8.4425 | 0
2529 | 575.5242 | 7.095 | 0
2530 | 554.2661 | 6.8329 | 0
2531 | 502.6533 | 6.1967 | 0
2532 | 501.3393 | 6.1805 | 0
2533 | 456.6465 | 5.6295 | 0
2534 | 456.5727 | 5.6286 | 0
2535 | 435.4476 | 5.3682 | 0
2536 | 481.9373 | 5.9413 | 0
2537 | 490.7134 | 6.0495 | 0
2538 | 534.9675 | 6.595 | 0
2539 | 549.0524 | 6.7687 | 0
2540 | 549.8391 | 6.7784 | 0
2541 | 553.3445 | 6.8216 | 0
2542 | 459.1417 | 5.6603 | 0
2543 | 376.1742 | 4.6374 | 0
2544 | 514.4991 | 6.3427 | 0
2545 | 553.7539 | 6.8266 | 0
2546 | 574.1654 | 7.0783 | 0
2547 | 595.2126 | 7.3377 | 0
2548 | 698.9848 | 8.617 | 0
2549 | 913.8505 | 11.2659 | 0
2550 | 1067.1284 | 13.1555 | 0
2551 | 1200.9417 | 14.8051 | 0
2552 | 1218.2619 | 15.0186 | 0
2553 | 1103.9138 | 13.609 | 0
2554 | 1017.2837 | 12.541 | 0
2555 | 965.6933 | 11.905 | 0
2556 | 915.4043 | 11.285 | 0
2557 | 865.9732 | 10.6757 | 0
2558 | 851.064 | 10.4919 | 0
2559 | 850.8864 | 10.4897 | 0
2560 | 878.3233 | 10.8279 | 0
2561 | 918.5395 | 11.3237 | 0
2562 | 906.7806 | 11.1787 | 0
2563 | 881.9022 | 10.872 | 0
2564 | 808.8353 | 9.9713 | 0
2565 | 738.8452 | 9.1084 | 0
2566 | 652.5853 | 8.045 | 0
2567 | 571.7688 | 7.0487 | 0
2568 | 522.3909 | 6.44 | 0
2569 | 562.2417 | 6.9313 | 0
2570 | 582.9931 | 7.1871 | 0
2571 | 604.3455 | 7.4503 | 0
2572 | 709.6547 | 8.7486 | 0
2573 | 927.7228 | 11.4369 | 0
2574 | 1083.4235 | 13.3564 | 0
2575 | 1219.3861 | 15.0325 | 0
2576 | 1236.9983 | 15.2496 | 0
2577 | 1120.8668 | 13.818 | 0
2578 | 1032.8812 | 12.7333 | 0
2579 | 980.4909 | 12.0874 | 0
2580 | 929.4127 | 11.4577 | 0
2581 | 879.2034 | 10.8388 | 0
2582 | 864.0571 | 10.652 | 0
2583 | 863.8614 | 10.6496 | 0
2584 | 891.705 | 10.9929 | 0
2585 | 932.5312 | 11.4962 | 0
2586 | 920.5584 | 11.3486 | 0
2587 | 895.2665 | 11.0368 | 0
2588 | 821.043 | 10.1218 | 0
2589 | 749.9965 | 9.2459 | 0
2590 | 662.4574 | 8.1667 | 0
2591 | 580.4892 | 7.1562 | 0
2592 | 400.6271 | 4.9389 | 0
2593 | 431.7716 | 5.3228 | 0
2594 | 445.1639 | 5.4879 | 0
2595 | 463.2021 | 5.7103 | 0
2596 | 549.1014 | 6.7693 | 0
2597 | 725.1427 | 8.9395 | 0
2598 | 837.7981 | 10.3283 | 0
2599 | 932.9673 | 11.5015 | 0
2600 | 943.9946 | 11.6375 | 0
2601 | 857.7049 | 10.5737 | 0
2602 | 792.745 | 9.7729 | 0
2603 | 753.3572 | 9.2873 | 0
2604 | 715.8711 | 8.8252 | 0
2605 | 679.2473 | 8.3737 | 0
2606 | 668.4174 | 8.2402 | 0
2607 | 669.7229 | 8.2563 | 0
2608 | 692.4024 | 8.5359 | 0
2609 | 724.3648 | 8.9299 | 0
2610 | 718.3335 | 8.8556 | 0
2611 | 701.9356 | 8.6534 | 0
2612 | 648.3819 | 7.9932 | 0
2613 | 592.2815 | 7.3016 | 0
2614 | 521.0156 | 6.423 | 0
2615 | 449.8784 | 5.5461 | 0
2616 | 234.2892 | 2.8883 | 0
2617 | 240.8008 | 2.9686 | 0
2618 | 263.8131 | 3.2523 | 0
2619 | 284.2654 | 3.5044 | 0
2620 | 356.4521 | 4.3943 | 0
2621 | 542.8211 | 6.6919 | 0
2622 | 667.4866 | 8.2287 | 0
2623 | 665.9304 | 8.2095 | 0
2624 | 591.5774 | 7.2929 | 0
2625 | 536.8164 | 6.6178 | 0
2626 | 476.6191 | 5.8757 | 0
2627 | 443.9197 | 5.4726 | 0
2628 | 419.3582 | 5.1698 | 0
2629 | 400.5524 | 4.938 | 0
2630 | 371.0014 | 4.5737 | 0
2631 | 368.9955 | 4.5489 | 0
2632 | 373.3064 | 4.6021 | 0
2633 | 381.3471 | 4.7012 | 0
2634 | 419.8593 | 5.176 | 0
2635 | 456.8697 | 5.6323 | 0
2636 | 443.5946 | 5.4686 | 0
2637 | 424.5569 | 5.2339 | 0
2638 | 348.1537 | 4.292 | 0
2639 | 266.3945 | 3.2841 | 0
2640 | 259.6825 | 3.2013 | 0
2641 | 267.3376 | 3.2957 | 0
2642 | 293.8791 | 3.6229 | 0
2643 | 316.4144 | 3.9007 | 0
2644 | 394.842 | 4.8676 | 0
2645 | 601.1508 | 7.4109 | 0
2646 | 740.7196 | 9.1315 | 0
2647 | 740.9247 | 9.1341 | 0
2648 | 657.03 | 8.0998 | 0
2649 | 595.6972 | 7.3437 | 0
2650 | 527.7935 | 6.5066 | 0
2651 | 491.3032 | 6.0567 | 0
2652 | 463.6049 | 5.7153 | 0
2653 | 442.59 | 5.4562 | 0
2654 | 409.3719 | 5.0467 | 0
2655 | 406.9722 | 5.0171 | 0
2656 | 411.5004 | 5.0729 | 0
2657 | 419.9289 | 5.1769 | 0
2658 | 462.6992 | 5.7041 | 0
2659 | 503.7177 | 6.2098 | 0
2660 | 488.0836 | 6.0171 | 0
2661 | 467.1282 | 5.7587 | 0
2662 | 382.9824 | 4.7214 | 0
2663 | 293.7995 | 3.6219 | 0
2664 | 279.4066 | 3.4445 | 0
2665 | 231.9027 | 2.8589 | 0
2666 | 254.4638 | 3.137 | 0
2667 | 242.3153 | 2.9872 | 0
2668 | 309.532 | 3.8159 | 0
2669 | 419.4689 | 5.1712 | 0
2670 | 470.3887 | 5.7989 | 0
2671 | 467.6985 | 5.7658 | 0
2672 | 467.632 | 5.7649 | 0
2673 | 442 | 5.4489 | 0
2674 | 436.9363 | 5.3865 | 0
2675 | 356.2535 | 4.3919 | 0
2676 | 359.0011 | 4.4257 | 0
2677 | 337.8392 | 4.1649 | 0
2678 | 344.9539 | 4.2526 | 0
2679 | 322.8617 | 3.9802 | 0
2680 | 332.285 | 4.0964 | 0
2681 | 312.494 | 3.8524 | 0
2682 | 316.3855 | 3.9004 | 0
2683 | 351.3526 | 4.3314 | 0
2684 | 358.3359 | 4.4175 | 0
2685 | 344.2156 | 4.2435 | 0
2686 | 297.6994 | 3.67 | 0
2687 | 224.7672 | 2.7709 | 0
2688 | 308.1591 | 3.799 | 0
2689 | 318.5723 | 3.9273 | 0
2690 | 345.4131 | 4.2582 | 0
2691 | 402.8005 | 4.9657 | 0
2692 | 618.1249 | 7.6202 | 0
2693 | 830.1998 | 10.2346 | 0
2694 | 689.9874 | 8.5061 | 0
2695 | 766.8868 | 9.4541 | 0
2696 | 648.3825 | 7.9932 | 0
2697 | 546.0278 | 6.7314 | 0
2698 | 525.7211 | 6.481 | 0
2699 | 477.2055 | 5.883 | 0
2700 | 475.7546 | 5.8651 | 0
2701 | 433.9226 | 5.3494 | 0
2702 | 433.5094 | 5.3443 | 0
2703 | 413.9464 | 5.1031 | 0
2704 | 457.4025 | 5.6388 | 0
2705 | 466.0407 | 5.7453 | 0
2706 | 507.9475 | 6.2619 | 0
2707 | 521.8407 | 6.4332 | 0
2708 | 522.8705 | 6.4459 | 0
2709 | 525.6227 | 6.4798 | 0
2710 | 436.0805 | 5.376 | 0
2711 | 356.2903 | 4.3923 | 0
2712 | 227.8851 | 2.8093 | 0
2713 | 234.1426 | 2.8865 | 0
2714 | 256.3461 | 3.1602 | 0
2715 | 276.2626 | 3.4057 | 0
2716 | 346.7511 | 4.2747 | 0
2717 | 528.0709 | 6.51 | 0
2718 | 649.0871 | 8.0019 | 0
2719 | 647.2381 | 7.9791 | 0
2720 | 575.1752 | 7.0907 | 0
2721 | 522.0216 | 6.4354 | 0
2722 | 463.675 | 5.7162 | 0
2723 | 431.9123 | 5.3246 | 0
2724 | 408.1047 | 5.0311 | 0
2725 | 389.8426 | 4.8059 | 0
2726 | 361.18 | 4.4526 | 0
2727 | 359.2596 | 4.4289 | 0
2728 | 363.4961 | 4.4812 | 0
2729 | 371.401 | 4.5786 | 0
2730 | 408.846 | 5.0402 | 0
2731 | 444.8452 | 5.484 | 0
2732 | 432.0929 | 5.3268 | 0
2733 | 413.5502 | 5.0982 | 0
2734 | 339.1419 | 4.1809 | 0
2735 | 259.3678 | 3.1975 | 0
2736 | 242.4902 | 2.9894 | 0
2737 | 249.339 | 3.0738 | 0
2738 | 273.4154 | 3.3706 | 0
2739 | 294.5502 | 3.6312 | 0
2740 | 368.8683 | 4.5474 | 0
2741 | 561.6961 | 6.9245 | 0
2742 | 691.073 | 8.5195 | 0
2743 | 689.9443 | 8.5056 | 0
2744 | 612.6183 | 7.5523 | 0
2745 | 555.7814 | 6.8516 | 0
2746 | 493.1817 | 6.0799 | 0
2747 | 459.2761 | 5.6619 | 0
2748 | 433.7363 | 5.3471 | 0
2749 | 414.2295 | 5.1066 | 0
2750 | 383.5281 | 4.7281 | 0
2751 | 381.408 | 4.702 | 0
2752 | 385.8074 | 4.7562 | 0
2753 | 394.0087 | 4.8573 | 0
2754 | 433.89 | 5.349 | 0
2755 | 472.195 | 5.8212 | 0
2756 | 458.2255 | 5.649 | 0
2757 | 438.5577 | 5.4065 | 0
2758 | 359.6146 | 4.4333 | 0
2759 | 275.3526 | 3.3945 | 0
2760 | 146.4276 | 1.8051 | 0
2761 | 149.3969 | 1.8418 | 0
2762 | 161.1779 | 1.987 | 0
2763 | 174.2963 | 2.1487 | 0
2764 | 223.3908 | 2.7539 | 0
2765 | 340.5216 | 4.1979 | 0
2766 | 414.9385 | 5.1153 | 0
2767 | 409.1149 | 5.0435 | 0
2768 | 366.3729 | 4.5166 | 0
2769 | 333.7479 | 4.1144 | 0
2770 | 299.0961 | 3.6872 | 0
2771 | 279.2797 | 3.4429 | 0
2772 | 265.1224 | 3.2684 | 0
2773 | 253.7984 | 3.1288 | 0
2774 | 236.4961 | 2.9155 | 0
2775 | 235.6858 | 2.9055 | 0
2776 | 239.0084 | 2.9465 | 0
2777 | 245.2494 | 3.0234 | 0
2778 | 269.1081 | 3.3175 | 0
2779 | 292.2471 | 3.6028 | 0
2780 | 286.2631 | 3.529 | 0
2781 | 273.9985 | 3.3778 | 0
2782 | 224.8946 | 2.7725 | 0
2783 | 170.1825 | 2.098 | 0
2784 | 121.3472 | 1.496 | 0
2785 | 124.2033 | 1.5312 | 0
2786 | 121.1155 | 1.4931 | 0
2787 | 138.1996 | 1.7037 | 0
2788 | 206.3865 | 2.5443 | 0
2789 | 332.7097 | 4.1016 | 0
2790 | 379.2983 | 4.676 | 0
2791 | 375.1242 | 4.6245 | 0
2792 | 294.9837 | 3.6365 | 0
2793 | 266.314 | 3.2831 | 0
2794 | 249.3696 | 3.0742 | 0
2795 | 220.0886 | 2.7132 | 0
2796 | 221.3557 | 2.7289 | 0
2797 | 197.0146 | 2.4288 | 0
2798 | 184.2771 | 2.2718 | 0
2799 | 180.5286 | 2.2255 | 0
2800 | 171.0729 | 2.109 | 0
2801 | 181.3881 | 2.2361 | 0
2802 | 210.9254 | 2.6003 | 0
2803 | 241.383 | 2.9758 | 0
2804 | 251.8182 | 3.1044 | 0
2805 | 228.9725 | 2.8228 | 0
2806 | 189.8332 | 2.3402 | 0
2807 | 153.8376 | 1.8965 | 0
2808 | 74.6916 | 0.92079 | 0
2809 | 76.1998 | 0.93939 | 0
2810 | 74.0451 | 0.91282 | 0
2811 | 84.0333 | 1.036 | 0
2812 | 126.7731 | 1.5628 | 0
2813 | 202.6917 | 2.4988 | 0
2814 | 230.2882 | 2.839 | 0
2815 | 226.8767 | 2.7969 | 0
2816 | 180.7849 | 2.2287 | 0
2817 | 164.6057 | 2.0292 | 0
2818 | 154.1069 | 1.8998 | 0
2819 | 137.1753 | 1.6911 | 0
2820 | 137.7713 | 1.6984 | 0
2821 | 122.9455 | 1.5157 | 0
2822 | 115.7381 | 1.4268 | 0
2823 | 113.0111 | 1.3932 | 0
2824 | 107.9963 | 1.3314 | 0
2825 | 114.35 | 1.4097 | 0
2826 | 131.8381 | 1.6253 | 0
2827 | 149.6961 | 1.8454 | 0
2828 | 156.3581 | 1.9276 | 0
2829 | 143.5336 | 1.7695 | 0
2830 | 119.3251 | 1.471 | 0
2831 | 95.5737 | 1.1782 | 0
2832 | 83.357 | 1.0276 | 0
2833 | 77.5021 | 0.95544 | 0
2834 | 61.9534 | 0.76376 | 0
2835 | 0 | 31.3672 | 42.7735
2836 | 101.4408 | 1.2506 | 0
2837 | 130.8244 | 1.6128 | 0
2838 | 130.2689 | 1.6059 | 0
2839 | 137.4858 | 1.6949 | 0
2840 | 121.2074 | 1.4942 | 0
2841 | 105.5689 | 1.3014 | 0
2842 | 132.9862 | 1.6394 | 0
2843 | 93.0348 | 1.1469 | 0
2844 | 95.0376 | 1.1716 | 0
2845 | 101.0334 | 1.2455 | 0
2846 | 122.7673 | 1.5135 | 0
2847 | 111.8595 | 1.379 | 0
2848 | 103.085 | 1.2708 | 0
2849 | 93.0221 | 1.1468 | 0
2850 | 81.584 | 1.0058 | 0
2851 | 95.7778 | 1.1807 | 0
2852 | 100.1163 | 1.2342 | 0
2853 | 100.6542 | 1.2409 | 0
2854 | 89.3007 | 1.1009 | 0
2855 | 64.376 | 0.79362 | 0
2856 | 52.864 | 0.6517 | 0
2857 | 55.5721 | 0.68509 | 0
2858 | 66.6815 | 0.82204 | 0
2859 | 65.4862 | 0.80731 | 0
2860 | 95.8805 | 1.182 | 0
2861 | 126.5907 | 1.5606 | 0
2862 | 107.6847 | 1.3275 | 0
2863 | 128.2691 | 1.5813 | 0
2864 | 96.5338 | 1.1901 | 0
2865 | 88.0162 | 1.0851 | 0
2866 | 84.6656 | 1.0438 | 0
2867 | 77.7755 | 0.95881 | 0
2868 | 78.0586 | 0.9623 | 0
2869 | 73.2296 | 0.90277 | 0
2870 | 71.7541 | 0.88458 | 0
2871 | 65.6731 | 0.80961 | 0
2872 | 63.5001 | 0.78282 | 0
2873 | 72.0417 | 0.88812 | 0
2874 | 81.7741 | 1.0081 | 0
2875 | 80.251 | 0.98933 | 0
2876 | 94.7691 | 1.1683 | 0
2877 | 96.8362 | 1.1938 | 0
2878 | 80.625 | 0.99394 | 0
2879 | 62.8128 | 0.77435 | 0
2880 | 46.0077 | 0.56718 | 0
2881 | 50.7763 | 0.62597 | 0
2882 | 53.6626 | 0.66155 | 0
2883 | 53.211 | 0.65598 | 0
2884 | 79.5698 | 0.98093 | 0
2885 | 167.709 | 2.0675 | 0
2886 | 144.2408 | 1.7782 | 0
2887 | 138.45 | 1.7068 | 0
2888 | 95.5711 | 1.1782 | 0
2889 | 96.5692 | 1.1905 | 0
2890 | 100.9988 | 1.2451 | 0
2891 | 94.8262 | 1.169 | 0
2892 | 87.466 | 1.0783 | 0
2893 | 73.5867 | 0.90717 | 0
2894 | 75.0706 | 0.92546 | 0
2895 | 70.8944 | 0.87398 | 0
2896 | 63.4276 | 0.78193 | 0
2897 | 68.1309 | 0.83991 | 0
2898 | 73.2001 | 0.90241 | 0
2899 | 90.7581 | 1.1189 | 0
2900 | 97.6725 | 1.2041 | 0
2901 | 83.845 | 1.0336 | 0
2902 | 77.2091 | 0.95183 | 0
2903 | 60.9561 | 0.75146 | 0
2904 | 45.6835 | 0.56318 | 0
2905 | 50.3942 | 0.62126 | 0
2906 | 53.2256 | 0.65616 | 0
2907 | 52.766 | 0.65049 | 0
2908 | 78.9421 | 0.97319 | 0
2909 | 165.9701 | 2.0461 | 0
2910 | 142.7358 | 1.7596 | 0
2911 | 137.2012 | 1.6914 | 0
2912 | 94.8755 | 1.1696 | 0
2913 | 95.8706 | 1.1819 | 0
2914 | 100.1956 | 1.2352 | 0
2915 | 94.0946 | 1.16 | 0
2916 | 86.8472 | 1.0706 | 0
2917 | 73.1192 | 0.90141 | 0
2918 | 74.5971 | 0.91963 | 0
2919 | 70.4229 | 0.86817 | 0
2920 | 63.0586 | 0.77738 | 0
2921 | 67.7331 | 0.83501 | 0
2922 | 72.759 | 0.89697 | 0
2923 | 90.074 | 1.1104 | 0
2924 | 96.9456 | 1.1951 | 0
2925 | 83.3025 | 1.0269 | 0
2926 | 76.7007 | 0.94556 | 0
2927 | 60.5267 | 0.74617 | 0
2928 | 44.2483 | 0.54549 | 0
2929 | 48.8492 | 0.60221 | 0
2930 | 51.6461 | 0.63669 | 0
2931 | 51.2185 | 0.63142 | 0
2932 | 76.5675 | 0.94392 | 0
2933 | 161.632 | 1.9926 | 0
2934 | 139.0199 | 1.7138 | 0
2935 | 133.3206 | 1.6436 | 0
2936 | 91.9297 | 1.1333 | 0
2937 | 92.8873 | 1.1451 | 0
2938 | 97.1917 | 1.1982 | 0
2939 | 91.2383 | 1.1248 | 0
2940 | 84.1227 | 1.0371 | 0
2941 | 70.7419 | 0.8721 | 0
2942 | 72.1663 | 0.88966 | 0
2943 | 68.1665 | 0.84035 | 0
2944 | 60.955 | 0.75145 | 0
2945 | 65.476 | 0.80718 | 0
2946 | 70.3558 | 0.86734 | 0
2947 | 87.3144 | 1.0764 | 0
2948 | 93.9608 | 1.1583 | 0
2949 | 80.6096 | 0.99375 | 0
2950 | 74.235 | 0.91516 | 0
2951 | 58.625 | 0.72272 | 0
2952 | 72.2745 | 0.89099 | 0
2953 | 73.7313 | 0.90895 | 0
2954 | 71.6435 | 0.88322 | 0
2955 | 81.3029 | 1.0023 | 0
2956 | 122.6678 | 1.5122 | 0
2957 | 196.1099 | 2.4176 | 0
2958 | 222.8018 | 2.7467 | 0
2959 | 219.4917 | 2.7059 | 0
2960 | 174.9261 | 2.1565 | 0
2961 | 159.2863 | 1.9637 | 0
2962 | 149.1265 | 1.8384 | 0
2963 | 132.7544 | 1.6366 | 0
2964 | 133.3292 | 1.6437 | 0
2965 | 118.9849 | 1.4668 | 0
2966 | 112.0174 | 1.3809 | 0
2967 | 109.3742 | 1.3484 | 0
2968 | 104.5304 | 1.2886 | 0
2969 | 110.6785 | 1.3644 | 0
2970 | 127.5932 | 1.573 | 0
2971 | 144.8638 | 1.7859 | 0
2972 | 151.3127 | 1.8654 | 0
2973 | 138.9165 | 1.7126 | 0
2974 | 115.4902 | 1.4238 | 0
2975 | 92.4904 | 1.1402 | 0
2976 | 118.3903 | 1.4595 | 0
2977 | 121.1421 | 1.4934 | 0
2978 | 118.0941 | 1.4559 | 0
2979 | 134.6884 | 1.6604 | 0
2980 | 201.321 | 2.4819 | 0
2981 | 324.3103 | 3.9981 | 0
2982 | 369.6132 | 4.5566 | 0
2983 | 365.4234 | 4.5049 | 0
2984 | 287.6867 | 3.5466 | 0
2985 | 259.9202 | 3.2043 | 0
2986 | 243.379 | 3.0004 | 0
2987 | 214.9636 | 2.6501 | 0
2988 | 216.1741 | 2.665 | 0
2989 | 192.448 | 2.3725 | 0
2990 | 180.109 | 2.2204 | 0
2991 | 176.3934 | 2.1746 | 0
2992 | 167.2803 | 2.0622 | 0
2993 | 177.3448 | 2.1863 | 0
2994 | 206.0659 | 2.5404 | 0
2995 | 235.6574 | 2.9052 | 0
2996 | 245.8716 | 3.0311 | 0
2997 | 223.7551 | 2.7584 | 0
2998 | 185.5531 | 2.2875 | 0
2999 | 150.2122 | 1.8518 | 0
3000 | 166.8722 | 2.0572 | 0
3001 | 157.5448 | 1.9422 | 0
3002 | 135.2128 | 1.6669 | 0
3003 | 154.9928 | 1.9107 | 0
3004 | 217.1275 | 2.6767 | 0
3005 | 288.6585 | 3.5586 | 0
3006 | 339.2385 | 4.1821 | 0
3007 | 318.3237 | 3.9243 | 0
3008 | 302.66 | 3.7312 | 0
3009 | 276.6792 | 3.4109 | 0
3010 | 293.9663 | 3.624 | 0
3011 | 238.3441 | 2.9383 | 0
3012 | 238.3369 | 2.9382 | 0
3013 | 230.1988 | 2.8379 | 0
3014 | 245.1761 | 3.0225 | 0
3015 | 232.1524 | 2.862 | 0
3016 | 226.3172 | 2.79 | 0
3017 | 215.3947 | 2.6554 | 0
3018 | 197.9272 | 2.44 | 0
3019 | 227.0631 | 2.7992 | 0
3020 | 231.1465 | 2.8496 | 0
3021 | 231.1322 | 2.8494 | 0
3022 | 197.1366 | 2.4303 | 0
3023 | 145.3217 | 1.7915 | 0
3024 | 107.5771 | 1.3262 | 0
3025 | 111.2672 | 1.3717 | 0
3026 | 135.7588 | 1.6736 | 0
3027 | 136.3182 | 1.6805 | 0
3028 | 205.7105 | 2.536 | 0
3029 | 283.1221 | 3.4903 | 0
3030 | 284.9784 | 3.5132 | 0
3031 | 281.0791 | 3.4651 | 0
3032 | 216.7109 | 2.6716 | 0
3033 | 192.6949 | 2.3755 | 0
3034 | 183.8157 | 2.2661 | 0
3035 | 166.0156 | 2.0466 | 0
3036 | 165.4841 | 2.0401 | 0
3037 | 154.8593 | 1.9091 | 0
3038 | 145.7583 | 1.7969 | 0
3039 | 138.98 | 1.7133 | 0
3040 | 141.9387 | 1.7498 | 0
3041 | 160.4712 | 1.9783 | 0
3042 | 178.754 | 2.2037 | 0
3043 | 180.4031 | 2.224 | 0
3044 | 208.0118 | 2.5644 | 0
3045 | 214.7851 | 2.6479 | 0
3046 | 171.0392 | 2.1086 | 0
3047 | 132.9986 | 1.6396 | 0
3048 | 120.631 | 1.4871 | 0
3049 | 123.4766 | 1.5222 | 0
3050 | 120.4134 | 1.4844 | 0
3051 | 137.4099 | 1.694 | 0
3052 | 205.175 | 2.5294 | 0
3053 | 330.7989 | 4.0781 | 0
3054 | 377.1397 | 4.6493 | 0
3055 | 373.0115 | 4.5985 | 0
3056 | 293.2624 | 3.6153 | 0
3057 | 264.7251 | 3.2635 | 0
3058 | 247.8824 | 3.0559 | 0
3059 | 218.7467 | 2.6967 | 0
3060 | 220.0109 | 2.7123 | 0
3061 | 195.8095 | 2.4139 | 0
3062 | 183.1313 | 2.2576 | 0
3063 | 179.4155 | 2.2118 | 0
3064 | 169.9953 | 2.0957 | 0
3065 | 180.2495 | 2.2221 | 0
3066 | 209.63 | 2.5843 | 0
3067 | 239.9302 | 2.9578 | 0
3068 | 250.2978 | 3.0857 | 0
3069 | 227.5558 | 2.8053 | 0
3070 | 188.6504 | 2.3257 | 0
3071 | 152.9074 | 1.885 | 0
3072 | 114.2957 | 1.409 | 0
3073 | 116.9128 | 1.4413 | 0
3074 | 113.9301 | 1.4045 | 0
3075 | 129.8673 | 1.601 | 0
3076 | 194.3169 | 2.3955 | 0
3077 | 312.7627 | 3.8557 | 0
3078 | 356.3283 | 4.3928 | 0
3079 | 352.1505 | 4.3413 | 0
3080 | 277.6132 | 3.4224 | 0
3081 | 251.0386 | 3.0948 | 0
3082 | 235.0586 | 2.8978 | 0
3083 | 207.7983 | 2.5617 | 0
3084 | 208.9379 | 2.5758 | 0
3085 | 186.0571 | 2.2937 | 0
3086 | 174.2448 | 2.1481 | 0
3087 | 170.5914 | 2.103 | 0
3088 | 161.9206 | 1.9961 | 0
3089 | 171.6377 | 2.1159 | 0
3090 | 199.2561 | 2.4564 | 0
3091 | 227.6838 | 2.8069 | 0
3092 | 237.5824 | 2.9289 | 0
3093 | 216.4262 | 2.6681 | 0
3094 | 179.5269 | 2.2132 | 0
3095 | 145.1565 | 1.7895 | 0
3096 | 73.6647 | 0.90813 | 0
3097 | 75.1484 | 0.92642 | 0
3098 | 73.0194 | 0.90018 | 0
3099 | 82.8624 | 1.0215 | 0
3100 | 125.0262 | 1.5413 | 0
3101 | 199.8733 | 2.464 | 0
3102 | 227.074 | 2.7994 | 0
3103 | 223.6966 | 2.7577 | 0
3104 | 178.2875 | 2.1979 | 0
3105 | 162.353 | 2.0015 | 0
3106 | 151.9975 | 1.8738 | 0
3107 | 135.3151 | 1.6682 | 0
3108 | 135.9002 | 1.6754 | 0
3109 | 121.2806 | 1.4951 | 0
3110 | 114.1818 | 1.4076 | 0
3111 | 111.4859 | 1.3744 | 0
3112 | 106.5523 | 1.3136 | 0
3113 | 112.8187 | 1.3908 | 0
3114 | 130.0559 | 1.6033 | 0
3115 | 147.655 | 1.8203 | 0
3116 | 154.2289 | 1.9013 | 0
3117 | 141.5995 | 1.7456 | 0
3118 | 117.7221 | 1.4513 | 0
3119 | 94.2731 | 1.1622 | 0
3120 | 48.824 | 0.6019 | 0
3121 | 53.8153 | 0.66343 | 0
3122 | 56.7801 | 0.69998 | 0
3123 | 56.2689 | 0.69368 | 0
3124 | 84.2499 | 1.0386 | 0
3125 | 176.391 | 2.1745 | 0
3126 | 151.6811 | 1.8699 | 0
3127 | 146.148 | 1.8017 | 0
3128 | 101.3583 | 1.2495 | 0
3129 | 102.4287 | 1.2627 | 0
3130 | 106.9211 | 1.3181 | 0
3131 | 100.4504 | 1.2383 | 0
3132 | 92.813 | 1.1442 | 0
3133 | 78.236 | 0.96449 | 0
3134 | 79.8236 | 0.98406 | 0
3135 | 75.3135 | 0.92846 | 0
3136 | 67.5318 | 0.83253 | 0
3137 | 72.5351 | 0.89421 | 0
3138 | 77.8932 | 0.96026 | 0
3139 | 96.1868 | 1.1858 | 0
3140 | 103.5413 | 1.2764 | 0
3141 | 89.1145 | 1.0986 | 0
3142 | 82.0366 | 1.0113 | 0
3143 | 64.6877 | 0.79746 | 0
3144 | 46.6215 | 0.57475 | 0
3145 | 51.4146 | 0.63384 | 0
3146 | 54.284 | 0.66921 | 0
3147 | 53.8084 | 0.66335 | 0
3148 | 80.5238 | 0.99269 | 0
3149 | 169.0519 | 2.0841 | 0
3150 | 145.3806 | 1.7922 | 0
3151 | 139.8583 | 1.7242 | 0
3152 | 96.8106 | 1.1935 | 0
3153 | 97.8283 | 1.206 | 0
3154 | 102.1993 | 1.2599 | 0
3155 | 95.9894 | 1.1834 | 0
3156 | 88.6289 | 1.0926 | 0
3157 | 74.6503 | 0.92028 | 0
3158 | 76.1612 | 0.93891 | 0
3159 | 71.8851 | 0.88619 | 0
3160 | 64.399 | 0.79391 | 0
3161 | 69.1719 | 0.85275 | 0
3162 | 74.2966 | 0.91592 | 0
3163 | 91.8973 | 1.1329 | 0
3164 | 98.9134 | 1.2194 | 0
3165 | 85.0411 | 1.0484 | 0
3166 | 78.2964 | 0.96523 | 0
3167 | 61.7695 | 0.76149 | 0
3168 | 110.1284 | 1.3577 | 0
3169 | 104.3626 | 1.2866 | 0
3170 | 90.2504 | 1.1126 | 0
3171 | 102.9179 | 1.2688 | 0
3172 | 146.334 | 1.804 | 0
3173 | 196.6442 | 2.4242 | 0
3174 | 229.527 | 2.8296 | 0
3175 | 215.5677 | 2.6575 | 0
3176 | 204.0257 | 2.5152 | 0
3177 | 187.7996 | 2.3152 | 0
3178 | 197.1108 | 2.43 | 0
3179 | 162.3502 | 2.0014 | 0
3180 | 162.2335 | 2 | 0
3181 | 155.7699 | 1.9203 | 0
3182 | 164.7207 | 2.0307 | 0
3183 | 156.063 | 1.9239 | 0
3184 | 152.7275 | 1.8828 | 0
3185 | 146.775 | 1.8094 | 0
3186 | 137.3912 | 1.6937 | 0
3187 | 156.2914 | 1.9267 | 0
3188 | 159.7567 | 1.9695 | 0
3189 | 159.5232 | 1.9666 | 0
3190 | 135.9724 | 1.6763 | 0
3191 | 100.1637 | 1.2348 | 0
3192 | 230.1947 | 2.8378 | 0
3193 | 236.7989 | 2.9192 | 0
3194 | 254.56 | 3.1382 | 0
3195 | 295.8451 | 3.6472 | 0
3196 | 452.993 | 5.5845 | 0
3197 | 614.108 | 7.5707 | 0
3198 | 525.0271 | 6.4725 | 0
3199 | 572.8656 | 7.0622 | 0
3200 | 489.2251 | 6.0311 | 0
3201 | 416.2024 | 5.1309 | 0
3202 | 400.2104 | 4.9338 | 0
3203 | 364.9105 | 4.4986 | 0
3204 | 363.0454 | 4.4756 | 0
3205 | 333.2793 | 4.1086 | 0
3206 | 331.6885 | 4.089 | 0
3207 | 318.56 | 3.9272 | 0
3208 | 349.2633 | 4.3057 | 0
3209 | 357.007 | 4.4012 | 0
3210 | 388.6555 | 4.7913 | 0
3211 | 401.2169 | 4.9462 | 0
3212 | 403.0554 | 4.9688 | 0
3213 | 403.0207 | 4.9684 | 0
3214 | 334.146 | 4.1193 | 0
3215 | 269.33 | 3.3203 | 0
3216 | 249.1951 | 3.0721 | 0
3217 | 256.419 | 3.1611 | 0
3218 | 281.6001 | 3.4715 | 0
3219 | 303.2626 | 3.7386 | 0
3220 | 378.964 | 4.6718 | 0
3221 | 577.0133 | 7.1134 | 0
3222 | 710.5578 | 8.7597 | 0
3223 | 710.2167 | 8.7555 | 0
3224 | 630.1235 | 7.7681 | 0
3225 | 571.445 | 7.0447 | 0
3226 | 506.613 | 6.2455 | 0
3227 | 471.6652 | 5.8147 | 0
3228 | 445.2178 | 5.4886 | 0
3229 | 425.0992 | 5.2406 | 0
3230 | 393.352 | 4.8492 | 0
3231 | 391.0984 | 4.8214 | 0
3232 | 395.5134 | 4.8759 | 0
3233 | 403.7362 | 4.9772 | 0
3234 | 444.7559 | 5.4829 | 0
3235 | 484.1187 | 5.9682 | 0
3236 | 469.3725 | 5.7864 | 0
3237 | 449.2227 | 5.538 | 0
3238 | 368.3252 | 4.5407 | 0
3239 | 282.3433 | 3.4807 | 0
3240 | 126.8819 | 1.5642 | 0
3241 | 129.9072 | 1.6015 | 0
3242 | 126.7182 | 1.5622 | 0
3243 | 144.6636 | 1.7834 | 0
3244 | 215.8408 | 2.6609 | 0
3245 | 348.2117 | 4.2927 | 0
3246 | 397.0934 | 4.8953 | 0
3247 | 392.8601 | 4.8431 | 0
3248 | 308.5602 | 3.8039 | 0
3249 | 278.3543 | 3.4315 | 0
3250 | 260.6478 | 3.2132 | 0
3251 | 229.8613 | 2.8337 | 0
3252 | 231.2148 | 2.8504 | 0
3253 | 205.739 | 2.5363 | 0
3254 | 192.322 | 2.3709 | 0
3255 | 188.468 | 2.3234 | 0
3256 | 178.4555 | 2.2 | 0
3257 | 189.2405 | 2.3329 | 0
3258 | 220.2329 | 2.715 | 0
3259 | 252.2182 | 3.1093 | 0
3260 | 263.0922 | 3.2434 | 0
3261 | 239.0117 | 2.9465 | 0
3262 | 198.1055 | 2.4422 | 0
3263 | 160.7166 | 1.9813 | 0
3264 | 330.5688 | 4.0752 | 0
3265 | 341.7382 | 4.2129 | 0
3266 | 378.8931 | 4.671 | 0
3267 | 407.145 | 5.0193 | 0
3268 | 501.8292 | 6.1865 | 0
3269 | 763.6097 | 9.4137 | 0
3270 | 945.8055 | 11.6598 | 0
3271 | 952.3477 | 11.7405 | 0
3272 | 840.7254 | 10.3644 | 0
3273 | 760.5789 | 9.3764 | 0
3274 | 670.2927 | 8.2633 | 0
3275 | 623.0384 | 7.6808 | 0
3276 | 586.2342 | 7.227 | 0
3277 | 558.9266 | 6.8904 | 0
3278 | 515.1302 | 6.3505 | 0
3279 | 511.5015 | 6.3058 | 0
3280 | 516.4523 | 6.3668 | 0
3281 | 525.6073 | 6.4796 | 0
3282 | 580.3259 | 7.1542 | 0
3283 | 632.5309 | 7.7978 | 0
3284 | 609.6346 | 7.5155 | 0
3285 | 583.4331 | 7.1925 | 0
3286 | 478.0698 | 5.8936 | 0
3287 | 369.2214 | 4.5517 | 0
3288 | 290.0703 | 3.576 | 0
3289 | 299.2145 | 3.6887 | 0
3290 | 330.2648 | 4.0715 | 0
3291 | 355.2561 | 4.3796 | 0
3292 | 440.7152 | 5.4331 | 0
3293 | 670.8141 | 8.2697 | 0
3294 | 828.6013 | 10.2149 | 0
3295 | 831.4466 | 10.25 | 0
3296 | 735.7242 | 9.07 | 0
3297 | 666.3515 | 8.2147 | 0
3298 | 588.8996 | 7.2599 | 0
3299 | 547.8047 | 6.7533 | 0
3300 | 516.2217 | 6.3639 | 0
3301 | 492.5159 | 6.0717 | 0
3302 | 454.7815 | 5.6065 | 0
3303 | 451.8619 | 5.5705 | 0
3304 | 456.5812 | 5.6287 | 0
3305 | 465.3403 | 5.7367 | 0
3306 | 513.2293 | 6.3271 | 0
3307 | 559.0434 | 6.8918 | 0
3308 | 540.3325 | 6.6612 | 0
3309 | 517.1224 | 6.375 | 0
3310 | 423.8597 | 5.2253 | 0
3311 | 326.1897 | 4.0212 | 0
3312 | 230.7055 | 2.8441 | 0
3313 | 237.0354 | 2.9222 | 0
3314 | 259.5019 | 3.1991 | 0
3315 | 279.6664 | 3.4477 | 0
3316 | 351.0453 | 4.3277 | 0
3317 | 534.6122 | 6.5907 | 0
3318 | 657.1102 | 8.1008 | 0
3319 | 655.2163 | 8.0775 | 0
3320 | 582.2785 | 7.1783 | 0
3321 | 528.4743 | 6.515 | 0
3322 | 469.4191 | 5.787 | 0
3323 | 437.2661 | 5.3906 | 0
3324 | 413.1693 | 5.0935 | 0
3325 | 394.6831 | 4.8656 | 0
3326 | 365.671 | 4.508 | 0
3327 | 363.7289 | 4.484 | 0
3328 | 368.0207 | 4.5369 | 0
3329 | 376.0289 | 4.6357 | 0
3330 | 413.9364 | 5.103 | 0
3331 | 450.3812 | 5.5523 | 0
3332 | 437.4816 | 5.3932 | 0
3333 | 418.7077 | 5.1618 | 0
3334 | 343.3724 | 4.2331 | 0
3335 | 262.5945 | 3.2372 | 0
3336 | 126.1336 | 1.555 | 0
3337 | 119.4043 | 1.472 | 0
3338 | 103.0394 | 1.2703 | 0
3339 | 117.6725 | 1.4507 | 0
3340 | 166.6219 | 2.0541 | 0
3341 | 223.244 | 2.7521 | 0
3342 | 261.0662 | 3.2184 | 0
3343 | 245.1286 | 3.0219 | 0
3344 | 232.2972 | 2.8637 | 0
3345 | 213.4165 | 2.631 | 0
3346 | 224.7568 | 2.7708 | 0
3347 | 184.3168 | 2.2722 | 0
3348 | 184.2192 | 2.271 | 0
3349 | 177.1683 | 2.1841 | 0
3350 | 187.7208 | 2.3142 | 0
3351 | 177.825 | 2.1922 | 0
3352 | 173.8386 | 2.1431 | 0
3353 | 166.6164 | 2.054 | 0
3354 | 155.178 | 1.913 | 0
3355 | 176.9309 | 2.1812 | 0
3356 | 180.6515 | 2.2271 | 0
3357 | 180.4563 | 2.2247 | 0
3358 | 153.842 | 1.8966 | 0
3359 | 113.3489 | 1.3974 | 0
3360 | 69.2919 | 0.85422 | 0
3361 | 72.8083 | 0.89758 | 0
3362 | 86.8202 | 1.0703 | 0
3363 | 85.2125 | 1.0505 | 0
3364 | 125.0664 | 1.5418 | 0
3365 | 165.2841 | 2.0376 | 0
3366 | 140.5856 | 1.7331 | 0
3367 | 167.7437 | 2.0679 | 0
3368 | 126.9632 | 1.5652 | 0
3369 | 116.2375 | 1.433 | 0
3370 | 111.7499 | 1.3776 | 0
3371 | 102.8849 | 1.2684 | 0
3372 | 103.2624 | 1.273 | 0
3373 | 96.7896 | 1.1932 | 0
3374 | 95.0203 | 1.1714 | 0
3375 | 86.9325 | 1.0717 | 0
3376 | 84.1221 | 1.0371 | 0
3377 | 95.2098 | 1.1737 | 0
3378 | 107.7521 | 1.3284 | 0
3379 | 105.9407 | 1.306 | 0
3380 | 124.7258 | 1.5376 | 0
3381 | 127.2086 | 1.5682 | 0
3382 | 106.2491 | 1.3098 | 0
3383 | 82.6427 | 1.0188 | 0
3384 | 58.5397 | 0.72167 | 0
3385 | 64.456 | 0.79461 | 0
3386 | 67.9138 | 0.83724 | 0
3387 | 67.2696 | 0.82929 | 0
3388 | 100.8273 | 1.243 | 0
3389 | 209.9289 | 2.588 | 0
3390 | 180.4942 | 2.2251 | 0
3391 | 174.4641 | 2.1508 | 0
3392 | 121.4661 | 1.4974 | 0
3393 | 122.7606 | 1.5134 | 0
3394 | 127.9412 | 1.5772 | 0
3395 | 120.2616 | 1.4826 | 0
3396 | 111.2755 | 1.3718 | 0
3397 | 93.9476 | 1.1582 | 0
3398 | 95.8638 | 1.1818 | 0
3399 | 90.379 | 1.1142 | 0
3400 | 81.1892 | 1.0009 | 0
3401 | 87.1999 | 1.075 | 0
3402 | 93.6031 | 1.1539 | 0
3403 | 115.2023 | 1.4202 | 0
3404 | 124.037 | 1.5291 | 0
3405 | 106.9833 | 1.3189 | 0
3406 | 98.4616 | 1.2138 | 0
3407 | 77.5606 | 0.95616 | 0
3408 | 78.0722 | 0.96247 | 0
3409 | 79.6598 | 0.98204 | 0
3410 | 77.4189 | 0.95441 | 0
3411 | 87.8826 | 1.0834 | 0
3412 | 132.5227 | 1.6337 | 0
3413 | 211.9591 | 2.613 | 0
3414 | 240.8527 | 2.9692 | 0
3415 | 237.3242 | 2.9257 | 0
3416 | 189.0023 | 2.33 | 0
3417 | 172.0255 | 2.1207 | 0
3418 | 161.0546 | 1.9855 | 0
3419 | 143.3081 | 1.7667 | 0
3420 | 143.9392 | 1.7745 | 0
3421 | 128.4355 | 1.5833 | 0
3422 | 120.8737 | 1.4901 | 0
3423 | 118.0419 | 1.4552 | 0
3424 | 112.7643 | 1.3902 | 0
3425 | 119.4054 | 1.472 | 0
3426 | 137.7158 | 1.6978 | 0
3427 | 156.4217 | 1.9284 | 0
3428 | 163.3745 | 2.0141 | 0
3429 | 149.9146 | 1.8481 | 0
3430 | 124.6156 | 1.5363 | 0
3431 | 99.8602 | 1.2311 | 0
3432 | 46.9954 | 0.57936 | 0
3433 | 51.8196 | 0.63883 | 0
3434 | 54.7016 | 0.67436 | 0
3435 | 54.2187 | 0.6684 | 0
3436 | 81.1493 | 1.0004 | 0
3437 | 170.2388 | 2.0987 | 0
3438 | 146.3985 | 1.8048 | 0
3439 | 140.8972 | 1.737 | 0
3440 | 97.5804 | 1.203 | 0
3441 | 98.6075 | 1.2156 | 0
3442 | 102.9913 | 1.2697 | 0
3443 | 96.7401 | 1.1926 | 0
3444 | 89.3391 | 1.1014 | 0
3445 | 75.2645 | 0.92785 | 0
3446 | 76.7889 | 0.94665 | 0
3447 | 72.4702 | 0.89341 | 0
3448 | 64.9392 | 0.80057 | 0
3449 | 69.7516 | 0.85989 | 0
3450 | 74.9152 | 0.92355 | 0
3451 | 92.6208 | 1.1418 | 0
3452 | 99.6951 | 1.229 | 0
3453 | 85.7378 | 1.057 | 0
3454 | 78.9352 | 0.97311 | 0
3455 | 62.265 | 0.7676 | 0
3456 | 47.9176 | 0.59072 | 0
3457 | 52.8307 | 0.65129 | 0
3458 | 55.761 | 0.68742 | 0
3459 | 55.2661 | 0.68132 | 0
3460 | 82.7258 | 1.0198 | 0
3461 | 173.4481 | 2.1383 | 0
3462 | 149.1561 | 1.8388 | 0
3463 | 143.5976 | 1.7703 | 0
3464 | 99.4899 | 1.2265 | 0
3465 | 100.5381 | 1.2394 | 0
3466 | 104.9906 | 1.2943 | 0
3467 | 98.6234 | 1.2158 | 0
3468 | 91.0915 | 1.123 | 0
3469 | 76.7533 | 0.94621 | 0
3470 | 78.3087 | 0.96538 | 0
3471 | 73.8988 | 0.91102 | 0
3472 | 66.2317 | 0.8165 | 0
3473 | 71.1396 | 0.877 | 0
3474 | 76.4027 | 0.94189 | 0
3475 | 94.4277 | 1.1641 | 0
3476 | 101.6422 | 1.253 | 0
3477 | 87.4315 | 1.0778 | 0
3478 | 80.4925 | 0.9923 | 0
3479 | 63.4867 | 0.78266 | 0
3480 | 72.8456 | 0.89803 | 0
3481 | 74.3101 | 0.91609 | 0
3482 | 72.2021 | 0.8901 | 0
3483 | 81.9299 | 1.01 | 0
3484 | 123.6331 | 1.5241 | 0
3485 | 197.6281 | 2.4363 | 0
3486 | 224.5148 | 2.7678 | 0
3487 | 221.1659 | 2.7265 | 0
3488 | 176.2966 | 2.1734 | 0
3489 | 160.555 | 1.9793 | 0
3490 | 150.3139 | 1.8531 | 0
3491 | 133.8288 | 1.6498 | 0
3492 | 134.4053 | 1.6569 | 0
3493 | 119.95 | 1.4787 | 0
3494 | 112.937 | 1.3923 | 0
3495 | 110.2666 | 1.3594 | 0
3496 | 105.3965 | 1.2993 | 0
3497 | 111.5933 | 1.3757 | 0
3498 | 128.6313 | 1.5858 | 0
3499 | 146.0251 | 1.8002 | 0
3500 | 152.5285 | 1.8804 | 0
3501 | 140.0528 | 1.7266 | 0
3502 | 116.4397 | 1.4355 | 0
3503 | 93.2343 | 1.1494 | 0
3504 | 99.7543 | 1.2298 | 0
3505 | 94.5905 | 1.1661 | 0
3506 | 81.9021 | 1.0097 | 0
3507 | 93.318 | 1.1504 | 0
3508 | 133.008 | 1.6397 | 0
3509 | 179.0472 | 2.2073 | 0
3510 | 208.7574 | 2.5735 | 0
3511 | 196.0895 | 2.4174 | 0
3512 | 185.4529 | 2.2862 | 0
3513 | 170.8941 | 2.1068 | 0
3514 | 179.0117 | 2.2068 | 0
3515 | 147.8195 | 1.8223 | 0
3516 | 147.6969 | 1.8208 | 0
3517 | 141.6772 | 1.7466 | 0
3518 | 149.644 | 1.8448 | 0
3519 | 141.7923 | 1.748 | 0
3520 | 138.8488 | 1.7117 | 0
3521 | 133.6467 | 1.6476 | 0
3522 | 125.4703 | 1.5468 | 0
3523 | 142.5407 | 1.7572 | 0
3524 | 145.7957 | 1.7974 | 0
3525 | 145.5505 | 1.7943 | 0
3526 | 124.0498 | 1.5293 | 0
3527 | 91.3708 | 1.1264 | 0
3528 | 70.9102 | 0.87418 | 0
3529 | 73.1332 | 0.90158 | 0
3530 | 87.8931 | 1.0835 | 0
3531 | 88.5852 | 1.0921 | 0
3532 | 134.4083 | 1.657 | 0
3533 | 185.8322 | 2.2909 | 0
3534 | 188.1484 | 2.3195 | 0
3535 | 185.0565 | 2.2814 | 0
3536 | 144.3664 | 1.7797 | 0
3537 | 129.3977 | 1.5952 | 0
3538 | 123.2252 | 1.5191 | 0
3539 | 111.813 | 1.3784 | 0
3540 | 111.4213 | 1.3736 | 0
3541 | 104.0242 | 1.2824 | 0
3542 | 98.3253 | 1.2121 | 0
3543 | 93.7482 | 1.1557 | 0
3544 | 95.6962 | 1.1797 | 0
3545 | 107.4929 | 1.3252 | 0
3546 | 119.4629 | 1.4727 | 0
3547 | 121.1292 | 1.4933 | 0
3548 | 138.6531 | 1.7093 | 0
3549 | 142.6826 | 1.759 | 0
3550 | 114.1799 | 1.4076 | 0
3551 | 88.3756 | 1.0895 | 0
3552 | 74.6445 | 0.92021 | 0
3553 | 76.1657 | 0.93896 | 0
3554 | 74.0265 | 0.91259 | 0
3555 | 84.0378 | 1.036 | 0
3556 | 126.7078 | 1.562 | 0
3557 | 202.6809 | 2.4986 | 0
3558 | 230.3201 | 2.8394 | 0
3559 | 226.9577 | 2.7979 | 0
3560 | 180.7146 | 2.2278 | 0
3561 | 164.4638 | 2.0275 | 0
3562 | 153.9755 | 1.8982 | 0
3563 | 136.9936 | 1.6888 | 0
3564 | 137.5995 | 1.6963 | 0
3565 | 122.7744 | 1.5136 | 0
3566 | 115.5362 | 1.4243 | 0
3567 | 112.8343 | 1.391 | 0
3568 | 107.7778 | 1.3287 | 0
3569 | 114.1272 | 1.407 | 0
3570 | 131.6429 | 1.6229 | 0
3571 | 149.5393 | 1.8435 | 0
3572 | 156.1837 | 1.9254 | 0
3573 | 143.2983 | 1.7666 | 0
3574 | 119.1117 | 1.4684 | 0
3575 | 95.4642 | 1.1769 | 0
3576 | 59.5946 | 0.73468 | 0
3577 | 65.58 | 0.80847 | 0
3578 | 69.0468 | 0.8512 | 0
3579 | 68.3738 | 0.84291 | 0
3580 | 102.5408 | 1.2641 | 0
3581 | 212.8529 | 2.624 | 0
3582 | 182.9935 | 2.2559 | 0
3583 | 177.1866 | 2.1843 | 0
3584 | 123.6208 | 1.524 | 0
3585 | 124.9446 | 1.5403 | 0
3586 | 130.1057 | 1.6039 | 0
3587 | 122.3309 | 1.5081 | 0
3588 | 113.2769 | 1.3965 | 0
3589 | 95.7191 | 1.18 | 0
3590 | 97.6768 | 1.2042 | 0
3591 | 92.0507 | 1.1348 | 0
3592 | 82.7724 | 1.0204 | 0
3593 | 88.8979 | 1.0959 | 0
3594 | 95.4048 | 1.1761 | 0
3595 | 117.2093 | 1.4449 | 0
3596 | 126.2125 | 1.5559 | 0
3597 | 108.9854 | 1.3436 | 0
3598 | 100.2909 | 1.2364 | 0
3599 | 78.9584 | 0.97339 | 0
3600 | 66.3649 | 0.81814 | 0
3601 | 67.6836 | 0.8344 | 0
3602 | 65.7473 | 0.81053 | 0
3603 | 74.5768 | 0.91938 | 0
3604 | 112.6178 | 1.3883 | 0
3605 | 179.9157 | 2.218 | 0
3606 | 204.3431 | 2.5191 | 0
3607 | 201.2398 | 2.4809 | 0
3608 | 160.5637 | 1.9794 | 0
3609 | 146.3139 | 1.8037 | 0
3610 | 136.9796 | 1.6887 | 0
3611 | 122.029 | 1.5044 | 0
3612 | 122.5428 | 1.5107 | 0
3613 | 109.3833 | 1.3485 | 0
3614 | 103.0335 | 1.2702 | 0
3615 | 100.5746 | 1.2399 | 0
3616 | 96.1879 | 1.1858 | 0
3617 | 101.8336 | 1.2554 | 0
3618 | 117.3128 | 1.4462 | 0
3619 | 133.1038 | 1.6409 | 0
3620 | 139.0435 | 1.7141 | 0
3621 | 127.7547 | 1.575 | 0
3622 | 106.235 | 1.3097 | 0
3623 | 84.9948 | 1.0478 | 0
3624 | 61.8549 | 0.76254 | 0
3625 | 68.0869 | 0.83937 | 0
3626 | 71.713 | 0.88407 | 0
3627 | 71.0234 | 0.87557 | 0
3628 | 106.4838 | 1.3127 | 0
3629 | 221.3743 | 2.7291 | 0
3630 | 190.3273 | 2.3463 | 0
3631 | 184.1268 | 2.2699 | 0
3632 | 128.3272 | 1.582 | 0
3633 | 129.698 | 1.5989 | 0
3634 | 135.1139 | 1.6657 | 0
3635 | 127.0216 | 1.5659 | 0
3636 | 117.5751 | 1.4495 | 0
3637 | 99.3084 | 1.2243 | 0
3638 | 101.3367 | 1.2493 | 0
3639 | 95.5194 | 1.1776 | 0
3640 | 85.8489 | 1.0583 | 0
3641 | 92.2033 | 1.1367 | 0
3642 | 98.9632 | 1.22 | 0
3643 | 121.6907 | 1.5002 | 0
3644 | 131.0305 | 1.6153 | 0
3645 | 113.0801 | 1.394 | 0
3646 | 104.0659 | 1.2829 | 0
3647 | 81.9529 | 1.0103 | 0
3648 | 85.3408 | 1.0521 | 0
3649 | 87.1176 | 1.074 | 0
3650 | 84.7101 | 1.0443 | 0
3651 | 96.2355 | 1.1864 | 0
3652 | 144.9039 | 1.7864 | 0
3653 | 232.0403 | 2.8606 | 0
3654 | 263.8028 | 3.2521 | 0
3655 | 260.0854 | 3.2063 | 0
3656 | 206.7283 | 2.5485 | 0
3657 | 187.9277 | 2.3168 | 0
3658 | 175.9469 | 2.1691 | 0
3659 | 156.3672 | 1.9277 | 0
3660 | 157.0876 | 1.9366 | 0
3661 | 140.1145 | 1.7273 | 0
3662 | 131.7438 | 1.6241 | 0
3663 | 128.718 | 1.5868 | 0
3664 | 122.8156 | 1.5141 | 0
3665 | 130.0742 | 1.6035 | 0
3666 | 150.2041 | 1.8517 | 0
3667 | 170.7989 | 2.1056 | 0
3668 | 178.3595 | 2.1988 | 0
3669 | 163.4412 | 2.0149 | 0
3670 | 135.8065 | 1.6742 | 0
3671 | 109.0107 | 1.3439 | 0
3672 | 125.7923 | 1.5508 | 0
3673 | 119.0839 | 1.4681 | 0
3674 | 102.7677 | 1.2669 | 0
3675 | 117.3585 | 1.4468 | 0
3676 | 166.1923 | 2.0488 | 0
3677 | 222.6829 | 2.7452 | 0
3678 | 260.3993 | 3.2102 | 0
3679 | 244.5037 | 3.0142 | 0
3680 | 231.6986 | 2.8564 | 0
3681 | 212.8754 | 2.6243 | 0
3682 | 224.1703 | 2.7636 | 0
3683 | 183.8534 | 2.2665 | 0
3684 | 183.7553 | 2.2653 | 0
3685 | 176.7159 | 2.1785 | 0
3686 | 187.2332 | 2.3082 | 0
3687 | 177.3637 | 2.1865 | 0
3688 | 173.3918 | 2.1376 | 0
3689 | 166.198 | 2.0489 | 0
3690 | 154.8055 | 1.9084 | 0
3691 | 176.4972 | 2.1758 | 0
3692 | 180.2131 | 2.2217 | 0
3693 | 180.0169 | 2.2192 | 0
3694 | 153.4668 | 1.8919 | 0
3695 | 113.072 | 1.3939 | 0
3696 | 63.7287 | 0.78564 | 0
3697 | 66.965 | 0.82554 | 0
3698 | 79.8871 | 0.98484 | 0
3699 | 78.4111 | 0.96665 | 0
3700 | 115.0645 | 1.4185 | 0
3701 | 152.0555 | 1.8745 | 0
3702 | 129.3347 | 1.5944 | 0
3703 | 154.301 | 1.9022 | 0
3704 | 116.7423 | 1.4392 | 0
3705 | 106.8495 | 1.3172 | 0
3706 | 102.7284 | 1.2664 | 0
3707 | 94.5645 | 1.1658 | 0
3708 | 94.9112 | 1.1701 | 0
3709 | 88.9673 | 1.0968 | 0
3710 | 87.3295 | 1.0766 | 0
3711 | 79.8986 | 0.98498 | 0
3712 | 77.3113 | 0.95309 | 0
3713 | 87.5158 | 1.0789 | 0
3714 | 99.0649 | 1.2213 | 0
3715 | 97.3871 | 1.2006 | 0
3716 | 114.6797 | 1.4138 | 0
3717 | 116.9776 | 1.4421 | 0
3718 | 97.6824 | 1.2042 | 0
3719 | 75.9878 | 0.93677 | 0
3720 | 109.9464 | 1.3554 | 0
3721 | 112.4514 | 1.3863 | 0
3722 | 109.5695 | 1.3508 | 0
3723 | 124.8738 | 1.5394 | 0
3724 | 186.9093 | 2.3042 | 0
3725 | 300.7559 | 3.7077 | 0
3726 | 342.6096 | 4.2237 | 0
3727 | 338.5486 | 4.1736 | 0
3728 | 267.0098 | 3.2917 | 0
3729 | 241.52 | 2.9774 | 0
3730 | 226.1446 | 2.7879 | 0
3731 | 199.9763 | 2.4653 | 0
3732 | 201.0634 | 2.4787 | 0
3733 | 179.0611 | 2.2075 | 0
3734 | 167.73 | 2.0678 | 0
3735 | 164.1946 | 2.0242 | 0
3736 | 155.8941 | 1.9219 | 0
3737 | 165.2417 | 2.0371 | 0
3738 | 191.7744 | 2.3642 | 0
3739 | 219.0758 | 2.7007 | 0
3740 | 228.6097 | 2.8183 | 0
3741 | 208.3205 | 2.5682 | 0
3742 | 172.8195 | 2.1305 | 0
3743 | 139.6771 | 1.7219 | 0
3744 | 153.6281 | 1.8939 | 0
3745 | 156.8424 | 1.9335 | 0
3746 | 169.4368 | 2.0888 | 0
3747 | 183.17 | 2.2581 | 0
3748 | 234.3208 | 2.8887 | 0
3749 | 357.1526 | 4.4029 | 0
3750 | 435.5436 | 5.3693 | 0
3751 | 429.8701 | 5.2994 | 0
3752 | 384.691 | 4.7424 | 0
3753 | 350.3176 | 4.3187 | 0
3754 | 313.6946 | 3.8672 | 0
3755 | 292.8479 | 3.6102 | 0
3756 | 277.8871 | 3.4258 | 0
3757 | 265.9676 | 3.2788 | 0
3758 | 247.7095 | 3.0537 | 0
3759 | 246.8195 | 3.0428 | 0
3760 | 250.2489 | 3.085 | 0
3761 | 256.6874 | 3.1644 | 0
3762 | 281.7383 | 3.4732 | 0
3763 | 306.0145 | 3.7725 | 0
3764 | 299.5282 | 3.6926 | 0
3765 | 286.6934 | 3.5343 | 0
3766 | 235.2965 | 2.9007 | 0
3767 | 178.2191 | 2.1971 | 0
3768 | 119.4314 | 1.4723 | 0
3769 | 122.2165 | 1.5067 | 0
3770 | 119.1511 | 1.4689 | 0
3771 | 135.9108 | 1.6755 | 0
3772 | 203.101 | 2.5038 | 0
3773 | 327.2395 | 4.0342 | 0
3774 | 372.9806 | 4.5981 | 0
3775 | 368.7851 | 4.5464 | 0
3776 | 290.2453 | 3.5781 | 0
3777 | 262.1805 | 3.2321 | 0
3778 | 245.4964 | 3.0265 | 0
3779 | 216.7909 | 2.6726 | 0
3780 | 218.0188 | 2.6877 | 0
3781 | 194.0782 | 2.3926 | 0
3782 | 181.6074 | 2.2388 | 0
3783 | 177.8747 | 2.1928 | 0
3784 | 168.6517 | 2.0791 | 0
3785 | 178.8045 | 2.2043 | 0
3786 | 207.8037 | 2.5618 | 0
3787 | 237.6882 | 2.9302 | 0
3788 | 247.9834 | 3.0571 | 0
3789 | 225.6268 | 2.7815 | 0
3790 | 187.0932 | 2.3065 | 0
3791 | 151.5004 | 1.8677 | 0
3792 | 50.2203 | 0.61911 | 0
3793 | 55.3345 | 0.68216 | 0
3794 | 58.3559 | 0.71941 | 0
3795 | 57.821 | 0.71281 | 0
3796 | 86.6047 | 1.0677 | 0
3797 | 180.9812 | 2.2311 | 0
3798 | 155.6206 | 1.9185 | 0
3799 | 150.1048 | 1.8505 | 0
3800 | 104.239 | 1.2851 | 0
3801 | 105.3432 | 1.2987 | 0
3802 | 109.9043 | 1.3549 | 0
3803 | 103.2715 | 1.2731 | 0
3804 | 95.4654 | 1.1769 | 0
3805 | 80.5151 | 0.99258 | 0
3806 | 82.1517 | 1.0128 | 0
3807 | 77.4902 | 0.95529 | 0
3808 | 69.5268 | 0.85712 | 0
3809 | 74.6766 | 0.92061 | 0
3810 | 80.1817 | 0.98847 | 0
3811 | 98.9012 | 1.2192 | 0
3812 | 106.4709 | 1.3126 | 0
3813 | 91.7025 | 1.1305 | 0
3814 | 84.4119 | 1.0406 | 0
3815 | 66.5378 | 0.82027 | 0
3816 | 47.757 | 0.58874 | 0
3817 | 52.6457 | 0.64901 | 0
3818 | 55.555 | 0.68488 | 0
3819 | 55.058 | 0.67875 | 0
3820 | 82.4267 | 1.0162 | 0
3821 | 172.6853 | 2.1289 | 0
3822 | 148.4971 | 1.8307 | 0
3823 | 143.0273 | 1.7632 | 0
3824 | 99.1492 | 1.2223 | 0
3825 | 100.1952 | 1.2352 | 0
3826 | 104.609 | 1.2896 | 0
3827 | 98.2722 | 1.2115 | 0
3828 | 90.7854 | 1.1192 | 0
3829 | 76.5127 | 0.94324 | 0
3830 | 78.0643 | 0.96237 | 0
3831 | 73.6602 | 0.90808 | 0
3832 | 66.0352 | 0.81408 | 0
3833 | 70.9279 | 0.87439 | 0
3834 | 76.171 | 0.93903 | 0
3835 | 94.0967 | 1.16 | 0
3836 | 101.2889 | 1.2487 | 0
3837 | 87.1542 | 1.0744 | 0
3838 | 80.2343 | 0.98912 | 0
3839 | 63.274 | 0.78004 | 0
3840 | 119.6264 | 1.4747 | 0
3841 | 113.2935 | 1.3967 | 0
3842 | 97.8519 | 1.2063 | 0
3843 | 111.6813 | 1.3768 | 0
3844 | 158.4096 | 1.9529 | 0
3845 | 212.5023 | 2.6197 | 0
3846 | 248.3105 | 3.0612 | 0
3847 | 233.1753 | 2.8746 | 0
3848 | 220.8538 | 2.7227 | 0
3849 | 203.0633 | 2.5033 | 0
3850 | 213.5537 | 2.6327 | 0
3851 | 175.4459 | 2.1629 | 0
3852 | 175.3392 | 2.1616 | 0
3853 | 168.5142 | 2.0774 | 0
3854 | 178.4043 | 2.1994 | 0
3855 | 169.0111 | 2.0836 | 0
3856 | 165.2956 | 2.0378 | 0
3857 | 158.6045 | 1.9553 | 0
3858 | 148.0269 | 1.8249 | 0
3859 | 168.616 | 2.0787 | 0
3860 | 172.242 | 2.1234 | 0
3861 | 172.0286 | 2.1208 | 0
3862 | 146.6465 | 1.8078 | 0
3863 | 108.0388 | 1.3319 | 0
3864 | 140.3035 | 1.7297 | 0
3865 | 145.5538 | 1.7944 | 0
3866 | 180.3875 | 2.2238 | 0
3867 | 180.4415 | 2.2245 | 0
3868 | 270.7709 | 3.338 | 0
3869 | 370.9018 | 4.5724 | 0
3870 | 371.0397 | 4.5741 | 0
3871 | 367.0442 | 4.5249 | 0
3872 | 279.4616 | 3.4452 | 0
3873 | 246.3394 | 3.0369 | 0
3874 | 235.4269 | 2.9023 | 0
3875 | 211.5414 | 2.6079 | 0
3876 | 210.9349 | 2.6004 | 0
3877 | 197.9003 | 2.4397 | 0
3878 | 185.4035 | 2.2856 | 0
3879 | 176.7912 | 2.1795 | 0
3880 | 180.6548 | 2.2271 | 0
3881 | 205.7009 | 2.5359 | 0
3882 | 229.7152 | 2.8319 | 0
3883 | 230.6558 | 2.8435 | 0
3884 | 268.0729 | 3.3048 | 0
3885 | 277.8157 | 3.4249 | 0
3886 | 220.0666 | 2.713 | 0
3887 | 171.9778 | 2.1201 | 0
3888 | 97.6765 | 1.2041 | 0
3889 | 99.8125 | 1.2305 | 0
3890 | 97.1612 | 1.1978 | 0
3891 | 110.5688 | 1.3631 | 0
3892 | 165.9567 | 2.0459 | 0
3893 | 266.4409 | 3.2847 | 0
3894 | 303.2372 | 3.7383 | 0
3895 | 299.3278 | 3.6901 | 0
3896 | 236.9314 | 2.9209 | 0
3897 | 214.8116 | 2.6482 | 0
3898 | 201.1274 | 2.4795 | 0
3899 | 178.2701 | 2.1977 | 0
3900 | 179.17 | 2.2088 | 0
3901 | 159.6793 | 1.9685 | 0
3902 | 149.8392 | 1.8472 | 0
3903 | 146.5481 | 1.8066 | 0
3904 | 139.4623 | 1.7193 | 0
3905 | 147.7683 | 1.8217 | 0
3906 | 171.092 | 2.1092 | 0
3907 | 195.0282 | 2.4043 | 0
3908 | 203.5837 | 2.5098 | 0
3909 | 186.0018 | 2.293 | 0
3910 | 154.4206 | 1.9037 | 0
3911 | 124.4056 | 1.5337 | 0
3912 | 87.4287 | 1.0778 | 0
3913 | 89.2579 | 1.1004 | 0
3914 | 86.8007 | 1.0701 | 0
3915 | 98.6269 | 1.2159 | 0
3916 | 148.4585 | 1.8302 | 0
3917 | 237.7925 | 2.9315 | 0
3918 | 270.3709 | 3.3331 | 0
3919 | 266.5928 | 3.2865 | 0
3920 | 211.8141 | 2.6112 | 0
3921 | 192.5009 | 2.3731 | 0
3922 | 180.2294 | 2.2219 | 0
3923 | 160.1316 | 1.9741 | 0
3924 | 160.8762 | 1.9833 | 0
3925 | 143.4822 | 1.7688 | 0
3926 | 134.884 | 1.6628 | 0
3927 | 131.7992 | 1.6248 | 0
3928 | 125.7235 | 1.5499 | 0
3929 | 133.1595 | 1.6416 | 0
3930 | 153.8068 | 1.8961 | 0
3931 | 174.9374 | 2.1566 | 0
3932 | 182.6743 | 2.252 | 0
3933 | 167.3467 | 2.063 | 0
3934 | 139.04 | 1.7141 | 0
3935 | 111.646 | 1.3764 | 0
3936 | 130.7236 | 1.6116 | 0
3937 | 133.8823 | 1.6505 | 0
3938 | 130.6391 | 1.6105 | 0
3939 | 149.2161 | 1.8395 | 0
3940 | 222.4198 | 2.742 | 0
3941 | 359.1054 | 4.427 | 0
3942 | 409.6477 | 5.0501 | 0
3943 | 405.427 | 4.9981 | 0
3944 | 318.0337 | 3.9207 | 0
3945 | 286.6679 | 3.534 | 0
3946 | 268.4368 | 3.3093 | 0
3947 | 236.5358 | 2.916 | 0
3948 | 237.9609 | 2.9336 | 0
3949 | 211.6877 | 2.6097 | 0
3950 | 197.7586 | 2.438 | 0
3951 | 193.8581 | 2.3899 | 0
3952 | 183.4078 | 2.261 | 0
3953 | 194.5186 | 2.398 | 0
3954 | 226.5652 | 2.7931 | 0
3955 | 259.6676 | 3.2012 | 0
3956 | 270.8308 | 3.3388 | 0
3957 | 245.8144 | 3.0304 | 0
3958 | 203.6893 | 2.5111 | 0
3959 | 165.435 | 2.0395 | 0
3960 | 70.0244 | 0.86325 | 0
3961 | 71.4293 | 0.88058 | 0
3962 | 69.4 | 0.85556 | 0
3963 | 78.7451 | 0.97076 | 0
3964 | 118.842 | 1.4651 | 0
3965 | 189.9504 | 2.3417 | 0
3966 | 215.7836 | 2.6602 | 0
3967 | 212.5548 | 2.6204 | 0
3968 | 169.4599 | 2.0891 | 0
3969 | 154.3447 | 1.9027 | 0
3970 | 144.4994 | 1.7814 | 0
3971 | 128.6651 | 1.5862 | 0
3972 | 129.2173 | 1.593 | 0
3973 | 115.3236 | 1.4217 | 0
3974 | 108.5893 | 1.3387 | 0
3975 | 106.0176 | 1.307 | 0
3976 | 101.3452 | 1.2494 | 0
3977 | 107.302 | 1.3228 | 0
3978 | 123.6724 | 1.5246 | 0
3979 | 140.3824 | 1.7306 | 0
3980 | 146.6367 | 1.8077 | 0
3981 | 134.6582 | 1.6601 | 0
3982 | 111.9583 | 1.3802 | 0
3983 | 89.6335 | 1.105 | 0
3984 | 59.9548 | 0.73912 | 0
3985 | 65.9822 | 0.81342 | 0
3986 | 69.4784 | 0.85652 | 0
3987 | 68.8039 | 0.84821 | 0
3988 | 103.1767 | 1.272 | 0
3989 | 214.2742 | 2.6416 | 0
3990 | 184.2178 | 2.271 | 0
3991 | 178.3236 | 2.1984 | 0
3992 | 124.3733 | 1.5333 | 0
3993 | 125.7041 | 1.5497 | 0
3994 | 130.9141 | 1.6139 | 0
3995 | 123.0855 | 1.5174 | 0
3996 | 113.9621 | 1.4049 | 0
3997 | 96.2852 | 1.187 | 0
3998 | 98.2536 | 1.2113 | 0
3999 | 92.6002 | 1.1416 | 0
4000 | 83.2537 | 1.0263 | 0
4001 | 89.4152 | 1.1023 | 0
4002 | 95.9633 | 1.183 | 0
4003 | 117.9285 | 1.4538 | 0
4004 | 126.9846 | 1.5655 | 0
4005 | 109.6324 | 1.3515 | 0
4006 | 100.8883 | 1.2437 | 0
4007 | 79.4355 | 0.97928 | 0
4008 | 65.7218 | 0.81021 | 0
4009 | 60.8047 | 0.7496 | 0
4010 | 48.1118 | 0.59312 | 0
4011 | 57.5046 | 0.70891 | 0
4012 | 79.0566 | 0.9746 | 0
4013 | 101.6251 | 1.2528 | 0
4014 | 102.0729 | 1.2583 | 0
4015 | 106.6902 | 1.3153 | 0
4016 | 93.9811 | 1.1586 | 0
4017 | 81.0312 | 0.99895 | 0
4018 | 103.872 | 1.2805 | 0
4019 | 71.1833 | 0.87754 | 0
4020 | 72.8071 | 0.89756 | 0
4021 | 78.1721 | 0.9637 | 0
4022 | 95.9163 | 1.1824 | 0
4023 | 87.417 | 1.0777 | 0
4024 | 80.2711 | 0.98958 | 0
4025 | 71.6766 | 0.88362 | 0
4026 | 62.02 | 0.76458 | 0
4027 | 73.5417 | 0.90662 | 0
4028 | 76.6395 | 0.94481 | 0
4029 | 77.2535 | 0.95237 | 0
4030 | 68.4222 | 0.8435 | 0
4031 | 49.1992 | 0.60652 | 0
4032 | 47.3254 | 0.58342 | 0
4033 | 49.3472 | 0.60835 | 0
4034 | 59.5299 | 0.73388 | 0
4035 | 61.2256 | 0.75478 | 0
4036 | 87.2565 | 1.0757 | 0
4037 | 114.539 | 1.412 | 0
4038 | 96.895 | 1.1945 | 0
4039 | 115.6121 | 1.4253 | 0
4040 | 85.3615 | 1.0523 | 0
4041 | 76.9194 | 0.94826 | 0
4042 | 73.8434 | 0.91034 | 0
4043 | 67.5243 | 0.83243 | 0
4044 | 66.4377 | 0.81904 | 0
4045 | 63.3283 | 0.78071 | 0
4046 | 62.1132 | 0.76573 | 0
4047 | 57.0499 | 0.70331 | 0
4048 | 53.4494 | 0.65892 | 0
4049 | 60.2513 | 0.74277 | 0
4050 | 71.9511 | 0.88701 | 0
4051 | 70.2638 | 0.86621 | 0
4052 | 83.5184 | 1.0296 | 0
4053 | 85.6268 | 1.0556 | 0
4054 | 70.5208 | 0.86937 | 0
4055 | 54.7501 | 0.67495 | 0
4056 | 38.9325 | 0.47996 | 0
4057 | 43.4037 | 0.53508 | 0
4058 | 47.3887 | 0.5842 | 0
4059 | 47.1441 | 0.58119 | 0
4060 | 69.595 | 0.85796 | 0
4061 | 155.8669 | 1.9215 | 0
4062 | 132.0101 | 1.6274 | 0
4063 | 120.5543 | 1.4862 | 0
4064 | 82.0965 | 1.0121 | 0
4065 | 83.2199 | 1.0259 | 0
4066 | 85.3672 | 1.0524 | 0
4067 | 82.2417 | 1.0139 | 0
4068 | 74.7866 | 0.92196 | 0
4069 | 62.3606 | 0.76878 | 0
4070 | 63.1933 | 0.77904 | 0
4071 | 59.6893 | 0.73584 | 0
4072 | 53.1072 | 0.6547 | 0
4073 | 57.6555 | 0.71077 | 0
4074 | 61.5521 | 0.75881 | 0
4075 | 78.2989 | 0.96526 | 0
4076 | 83.7406 | 1.0323 | 0
4077 | 72.1002 | 0.88885 | 0
4078 | 65.8336 | 0.81159 | 0
4079 | 51.1644 | 0.63075 | 0
4080 | 38.3942 | 0.47332 | 0
4081 | 42.797 | 0.5276 | 0
4082 | 46.7157 | 0.57591 | 0
4083 | 46.4717 | 0.5729 | 0
4084 | 68.6125 | 0.84585 | 0
4085 | 153.5544 | 1.893 | 0
4086 | 130.0518 | 1.6033 | 0
4087 | 118.8176 | 1.4648 | 0
4088 | 80.9536 | 0.99799 | 0
4089 | 82.0618 | 1.0117 | 0
4090 | 84.1661 | 1.0376 | 0
4091 | 81.0857 | 0.99962 | 0
4092 | 73.7503 | 0.90919 | 0
4093 | 61.5097 | 0.75829 | 0
4094 | 62.3328 | 0.76843 | 0
4095 | 58.8709 | 0.72576 | 0
4096 | 52.3919 | 0.64588 | 0
4097 | 56.877 | 0.70118 | 0
4098 | 60.7189 | 0.74854 | 0
4099 | 77.2028 | 0.95175 | 0
4100 | 82.5715 | 1.0179 | 0
4101 | 71.1117 | 0.87666 | 0
4102 | 64.9303 | 0.80046 | 0
4103 | 50.4578 | 0.62204 | 0
4104 | 38.3741 | 0.47307 | 0
4105 | 42.7813 | 0.5274 | 0
4106 | 46.7092 | 0.57583 | 0
4107 | 46.4682 | 0.57286 | 0
4108 | 68.597 | 0.84566 | 0
4109 | 153.6331 | 1.894 | 0
4110 | 130.1183 | 1.6041 | 0
4111 | 118.8261 | 1.4649 | 0
4112 | 80.9191 | 0.99756 | 0
4113 | 82.0264 | 1.0112 | 0
4114 | 84.1431 | 1.0373 | 0
4115 | 81.0623 | 0.99933 | 0
4116 | 73.714 | 0.90874 | 0
4117 | 61.466 | 0.75775 | 0
4118 | 62.2868 | 0.76787 | 0
4119 | 58.8331 | 0.72529 | 0
4120 | 52.3453 | 0.64531 | 0
4121 | 56.8284 | 0.70058 | 0
4122 | 60.6691 | 0.74792 | 0
4123 | 77.1761 | 0.95142 | 0
4124 | 82.5397 | 1.0175 | 0
4125 | 71.066 | 0.8761 | 0
4126 | 64.8893 | 0.79995 | 0
4127 | 50.4305 | 0.6217 | 0
4128 | 41.3251 | 0.50945 | 0
4129 | 45.9496 | 0.56646 | 0
4130 | 49.9701 | 0.61603 | 0
4131 | 49.6572 | 0.61217 | 0
4132 | 73.4949 | 0.90604 | 0
4133 | 162.5059 | 2.0034 | 0
4134 | 137.6357 | 1.6968 | 0
4135 | 126.6584 | 1.5614 | 0
4136 | 86.9983 | 1.0725 | 0
4137 | 88.1963 | 1.0873 | 0
4138 | 90.226 | 1.1123 | 0
4139 | 86.9446 | 1.0718 | 0
4140 | 79.3413 | 0.97811 | 0
4141 | 66.4073 | 0.81866 | 0
4142 | 67.3273 | 0.83001 | 0
4143 | 63.489 | 0.78269 | 0
4144 | 56.727 | 0.69933 | 0
4145 | 61.5502 | 0.75879 | 0
4146 | 65.6697 | 0.80957 | 0
4147 | 82.86 | 1.0215 | 0
4148 | 88.6778 | 1.0932 | 0
4149 | 76.6915 | 0.94545 | 0
4150 | 70.012 | 0.8631 | 0
4151 | 54.3257 | 0.66972 | 0
4152 | 44.8214 | 0.55255 | 0
4153 | 49.4678 | 0.60984 | 0
4154 | 52.2809 | 0.64451 | 0
4155 | 51.8412 | 0.63909 | 0
4156 | 77.5203 | 0.95566 | 0
4157 | 163.4028 | 2.0144 | 0
4158 | 140.5374 | 1.7325 | 0
4159 | 134.889 | 1.6629 | 0
4160 | 93.1075 | 1.1478 | 0
4161 | 94.0798 | 1.1598 | 0
4162 | 98.3975 | 1.213 | 0
4163 | 92.3832 | 1.1389 | 0
4164 | 85.2107 | 1.0505 | 0
4165 | 71.6876 | 0.88376 | 0
4166 | 73.1331 | 0.90158 | 0
4167 | 69.0655 | 0.85143 | 0
4168 | 61.7896 | 0.76174 | 0
4169 | 66.3715 | 0.81822 | 0
4170 | 71.3103 | 0.87911 | 0
4171 | 88.4194 | 1.09 | 0
4172 | 95.1553 | 1.1731 | 0
4173 | 81.6815 | 1.007 | 0
4174 | 75.2171 | 0.92727 | 0
4175 | 59.3843 | 0.73209 | 0
4176 | 83.4593 | 1.0289 | 0
4177 | 77.5979 | 0.95662 | 0
4178 | 62.031 | 0.76471 | 0
4179 | 73.3283 | 0.90399 | 0
4180 | 101.5673 | 1.2521 | 0
4181 | 130.9882 | 1.6148 | 0
4182 | 130.4302 | 1.6079 | 0
4183 | 137.6582 | 1.697 | 0
4184 | 121.3595 | 1.4961 | 0
4185 | 105.7031 | 1.3031 | 0
4186 | 133.1515 | 1.6415 | 0
4187 | 93.1535 | 1.1484 | 0
4188 | 95.1587 | 1.1731 | 0
4189 | 101.1605 | 1.2471 | 0
4190 | 122.9199 | 1.5153 | 0
4191 | 111.9985 | 1.3807 | 0
4192 | 103.2137 | 1.2724 | 0
4193 | 93.1398 | 1.1482 | 0
4194 | 81.6889 | 1.0071 | 0
4195 | 95.8995 | 1.1822 | 0
4196 | 100.244 | 1.2358 | 0
4197 | 100.7821 | 1.2424 | 0
4198 | 89.4145 | 1.1023 | 0
4199 | 64.4583 | 0.79464 | 0
4200 | 49.2526 | 0.60718 | 0
4201 | 51.7932 | 0.6385 | 0
4202 | 62.4344 | 0.76969 | 0
4203 | 61.3424 | 0.75622 | 0
4204 | 89.6527 | 1.1052 | 0
4205 | 118.284 | 1.4582 | 0
4206 | 100.6258 | 1.2405 | 0
4207 | 119.7104 | 1.4758 | 0
4208 | 89.7112 | 1.106 | 0
4209 | 81.5435 | 1.0053 | 0
4210 | 78.4725 | 0.9674 | 0
4211 | 71.9651 | 0.88718 | 0
4212 | 72.2256 | 0.89039 | 0
4213 | 67.8021 | 0.83586 | 0
4214 | 66.3404 | 0.81784 | 0
4215 | 60.7367 | 0.74876 | 0
4216 | 58.6921 | 0.72355 | 0
4217 | 66.7074 | 0.82236 | 0
4218 | 75.8883 | 0.93555 | 0
4219 | 74.3714 | 0.91685 | 0
4220 | 88.0271 | 1.0852 | 0
4221 | 90.0729 | 1.1104 | 0
4222 | 74.816 | 0.92233 | 0
4223 | 58.3575 | 0.71943 | 0
4224 | 72.0005 | 0.88762 | 0
4225 | 73.459 | 0.9056 | 0
4226 | 71.3866 | 0.88005 | 0
4227 | 81.0249 | 0.99887 | 0
4228 | 122.2104 | 1.5066 | 0
4229 | 195.4279 | 2.4092 | 0
4230 | 222.0502 | 2.7374 | 0
4231 | 218.7774 | 2.6971 | 0
4232 | 174.2859 | 2.1486 | 0
4233 | 158.6622 | 1.956 | 0
4234 | 148.543 | 1.8312 | 0
4235 | 132.201 | 1.6298 | 0
4236 | 132.779 | 1.6369 | 0
4237 | 118.4844 | 1.4607 | 0
4238 | 111.5249 | 1.3749 | 0
4239 | 108.9039 | 1.3426 | 0
4240 | 104.0548 | 1.2828 | 0
4241 | 110.1795 | 1.3583 | 0
4242 | 127.0504 | 1.5663 | 0
4243 | 144.2817 | 1.7787 | 0
4244 | 150.6991 | 1.8578 | 0
4245 | 138.3136 | 1.7051 | 0
4246 | 114.9796 | 1.4175 | 0
4247 | 92.1137 | 1.1356 | 0
4248 | 59.0861 | 0.72841 | 0
4249 | 65.0208 | 0.80157 | 0
4250 | 68.4587 | 0.84395 | 0
4251 | 67.7916 | 0.83573 | 0
4252 | 101.667 | 1.2533 | 0
4253 | 211.047 | 2.6018 | 0
4254 | 181.4411 | 2.2368 | 0
4255 | 175.6797 | 2.1658 | 0
4256 | 122.5663 | 1.511 | 0
4257 | 123.8787 | 1.5272 | 0
4258 | 128.9971 | 1.5903 | 0
4259 | 121.2881 | 1.4952 | 0
4260 | 112.3103 | 1.3846 | 0
4261 | 94.9013 | 1.1699 | 0
4262 | 96.8422 | 1.1939 | 0
4263 | 91.2646 | 1.1251 | 0
4264 | 82.0646 | 1.0117 | 0
4265 | 88.1377 | 1.0866 | 0
4266 | 94.5893 | 1.1661 | 0
4267 | 116.2099 | 1.4326 | 0
4268 | 125.1361 | 1.5427 | 0
4269 | 108.0545 | 1.3321 | 0
4270 | 99.4343 | 1.2258 | 0
4271 | 78.2846 | 0.96509 | 0
4272 | 49.9135 | 0.61533 | 0
4273 | 54.9895 | 0.67791 | 0
4274 | 57.9823 | 0.7148 | 0
4275 | 57.4475 | 0.70821 | 0
4276 | 86.0563 | 1.0609 | 0
4277 | 179.714 | 2.2155 | 0
4278 | 154.5282 | 1.905 | 0
4279 | 149.1086 | 1.8382 | 0
4280 | 103.5959 | 1.2771 | 0
4281 | 104.6945 | 1.2907 | 0
4282 | 109.2065 | 1.3463 | 0
4283 | 102.6223 | 1.2651 | 0
4284 | 94.8816 | 1.1697 | 0
4285 | 80.0381 | 0.9867 | 0
4286 | 81.6661 | 1.0068 | 0
4287 | 77.025 | 0.94956 | 0
4288 | 69.1248 | 0.85216 | 0
4289 | 74.2443 | 0.91528 | 0
4290 | 79.7137 | 0.9827 | 0
4291 | 98.2842 | 1.2116 | 0
4292 | 105.8094 | 1.3044 | 0
4293 | 91.1564 | 1.1238 | 0
4294 | 83.9067 | 1.0344 | 0
4295 | 66.1314 | 0.81526 | 0
4296 | 41.3837 | 0.51017 | 0
4297 | 46.0126 | 0.56724 | 0
4298 | 50.0351 | 0.61683 | 0
4299 | 49.7208 | 0.61295 | 0
4300 | 73.5925 | 0.90724 | 0
4301 | 162.6851 | 2.0056 | 0
4302 | 137.7875 | 1.6986 | 0
4303 | 126.8152 | 1.5634 | 0
4304 | 87.119 | 1.074 | 0
4305 | 88.3189 | 1.0888 | 0
4306 | 90.3471 | 1.1138 | 0
4307 | 87.0617 | 1.0733 | 0
4308 | 79.453 | 0.97949 | 0
4309 | 66.5051 | 0.81987 | 0
4310 | 67.4271 | 0.83124 | 0
4311 | 63.5812 | 0.78382 | 0
4312 | 56.8136 | 0.70039 | 0
4313 | 61.6435 | 0.75994 | 0
4314 | 65.7686 | 0.81079 | 0
4315 | 82.973 | 1.0229 | 0
4316 | 88.7998 | 1.0947 | 0
4317 | 76.8029 | 0.94682 | 0
4318 | 70.1135 | 0.86435 | 0
4319 | 54.403 | 0.67068 | 0
4320 | 39.7129 | 0.48958 | 0
4321 | 44.2087 | 0.545 | 0
4322 | 48.1616 | 0.59373 | 0
4323 | 47.8836 | 0.59031 | 0
4324 | 70.7883 | 0.87267 | 0
4325 | 157.4185 | 1.9406 | 0
4326 | 133.3258 | 1.6436 | 0
4327 | 122.2729 | 1.5074 | 0
4328 | 83.6654 | 1.0314 | 0
4329 | 84.8143 | 1.0456 | 0
4330 | 86.8711 | 1.0709 | 0
4331 | 83.7023 | 1.0319 | 0
4332 | 76.2636 | 0.94017 | 0
4333 | 63.7253 | 0.7856 | 0
4334 | 64.594 | 0.79631 | 0
4335 | 60.9561 | 0.75146 | 0
4336 | 54.3622 | 0.67017 | 0
4337 | 58.9992 | 0.72734 | 0
4338 | 62.9651 | 0.77623 | 0
4339 | 79.7343 | 0.98296 | 0
4340 | 85.3073 | 1.0517 | 0
4341 | 73.6312 | 0.90772 | 0
4342 | 67.2242 | 0.82873 | 0
4343 | 52.1991 | 0.64351 | 0
4344 | 75.2427 | 0.92759 | 0
4345 | 61.8079 | 0.76196 | 0
4346 | 37.07 | 0.457 | 0
4347 | 58.6024 | 0.72245 | 0
4348 | 79.0192 | 0.97414 | 0
4349 | 105.1774 | 1.2966 | 0
4350 | 105.639 | 1.3023 | 0
4351 | 102.0709 | 1.2583 | 0
4352 | 66.8096 | 0.82362 | 0
4353 | 65.9864 | 0.81347 | 0
4354 | 99.0635 | 1.2212 | 0
4355 | 59.552 | 0.73415 | 0
4356 | 60.0532 | 0.74033 | 0
4357 | 58.7972 | 0.72485 | 0
4358 | 102.1525 | 1.2593 | 0
4359 | 90.8176 | 1.1196 | 0
4360 | 74.358 | 0.91668 | 0
4361 | 56.4117 | 0.69544 | 0
4362 | 55.2354 | 0.68094 | 0
4363 | 58.5747 | 0.7221 | 0
4364 | 61.4799 | 0.75792 | 0
4365 | 62.806 | 0.77427 | 0
4366 | 54.2815 | 0.66918 | 0
4367 | 39.3277 | 0.48483 | 0
4368 | 44.7381 | 0.55153 | 0
4369 | 46.659 | 0.57521 | 0
4370 | 56.6769 | 0.69871 | 0
4371 | 58.4009 | 0.71996 | 0
4372 | 82.9592 | 1.0227 | 0
4373 | 108.7682 | 1.3409 | 0
4374 | 92.0071 | 1.1343 | 0
4375 | 109.587 | 1.351 | 0
4376 | 80.3583 | 0.99065 | 0
4377 | 72.0441 | 0.88815 | 0
4378 | 69.2007 | 0.8531 | 0
4379 | 63.1058 | 0.77796 | 0
4380 | 62.0295 | 0.76469 | 0
4381 | 59.2304 | 0.73019 | 0
4382 | 57.9704 | 0.71465 | 0
4383 | 53.2784 | 0.65681 | 0
4384 | 49.793 | 0.61384 | 0
4385 | 56.2703 | 0.6937 | 0
4386 | 67.5801 | 0.83312 | 0
4387 | 65.845 | 0.81173 | 0
4388 | 78.5544 | 0.96841 | 0
4389 | 80.7145 | 0.99504 | 0
4390 | 66.2123 | 0.81626 | 0
4391 | 51.4905 | 0.63477 | 0
4392 | 38.4339 | 0.47381 | 0
4393 | 42.8733 | 0.52854 | 0
4394 | 46.8512 | 0.57758 | 0
4395 | 46.621 | 0.57474 | 0
4396 | 68.7827 | 0.84795 | 0
4397 | 154.4877 | 1.9045 | 0
4398 | 130.8415 | 1.613 | 0
4399 | 119.2842 | 1.4705 | 0
4400 | 81.0751 | 0.99949 | 0
4401 | 82.1829 | 1.0131 | 0
4402 | 84.3552 | 1.0399 | 0
4403 | 81.262 | 1.0018 | 0
4404 | 73.8374 | 0.91026 | 0
4405 | 61.5169 | 0.75838 | 0
4406 | 62.3313 | 0.76842 | 0
4407 | 58.8972 | 0.72608 | 0
4408 | 52.3522 | 0.64539 | 0
4409 | 56.8433 | 0.70076 | 0
4410 | 60.6934 | 0.74822 | 0
4411 | 77.3487 | 0.95355 | 0
4412 | 82.7119 | 1.0197 | 0
4413 | 71.143 | 0.87705 | 0
4414 | 64.9625 | 0.80085 | 0
4415 | 50.5054 | 0.62263 | 0
4416 | 38.9554 | 0.48024 | 0
4417 | 43.3942 | 0.53496 | 0
4418 | 47.3213 | 0.58337 | 0
4419 | 47.0612 | 0.58017 | 0
4420 | 69.5273 | 0.85713 | 0
4421 | 155.1121 | 1.9122 | 0
4422 | 131.3717 | 1.6195 | 0
4423 | 120.2496 | 1.4824 | 0
4424 | 82.1034 | 1.0122 | 0
4425 | 83.229 | 1.026 | 0
4426 | 85.3058 | 1.0516 | 0
4427 | 82.1888 | 1.0132 | 0
4428 | 74.8186 | 0.92236 | 0
4429 | 62.4589 | 0.76999 | 0
4430 | 63.3025 | 0.78039 | 0
4431 | 59.7622 | 0.73674 | 0
4432 | 53.2409 | 0.65635 | 0
4433 | 57.7905 | 0.71244 | 0
4434 | 61.6846 | 0.76044 | 0
4435 | 78.2727 | 0.96494 | 0
4436 | 83.7295 | 1.0322 | 0
4437 | 72.1886 | 0.88994 | 0
4438 | 65.9104 | 0.81254 | 0
4439 | 51.1993 | 0.63118 | 0
4440 | 40.7909 | 0.50287 | 0
4441 | 45.3639 | 0.55924 | 0
4442 | 49.3469 | 0.60834 | 0
4443 | 49.0417 | 0.60458 | 0
4444 | 72.5707 | 0.89465 | 0
4445 | 160.6078 | 1.98 | 0
4446 | 136.028 | 1.6769 | 0
4447 | 125.1109 | 1.5424 | 0
4448 | 85.8834 | 1.0588 | 0
4449 | 87.0656 | 1.0733 | 0
4450 | 89.0862 | 1.0982 | 0
4451 | 85.8448 | 1.0583 | 0
4452 | 78.3184 | 0.9655 | 0
4453 | 65.534 | 0.8079 | 0
4454 | 66.4396 | 0.81906 | 0
4455 | 62.6591 | 0.77246 | 0
4456 | 55.9691 | 0.68998 | 0
4457 | 60.7302 | 0.74868 | 0
4458 | 64.7976 | 0.79882 | 0
4459 | 81.8061 | 1.0085 | 0
4460 | 87.5458 | 1.0793 | 0
4461 | 75.689 | 0.93309 | 0
4462 | 69.0977 | 0.85183 | 0
4463 | 53.6222 | 0.66105 | 0
4464 | 39.0044 | 0.48084 | 0
4465 | 43.4635 | 0.53581 | 0
4466 | 47.4207 | 0.5846 | 0
4467 | 47.1668 | 0.58147 | 0
4468 | 69.6603 | 0.85877 | 0
4469 | 155.6617 | 1.919 | 0
4470 | 131.8368 | 1.6253 | 0
4471 | 120.5582 | 1.4862 | 0
4472 | 82.2241 | 1.0137 | 0
4473 | 83.3505 | 1.0275 | 0
4474 | 85.4599 | 1.0535 | 0
4475 | 82.3347 | 1.015 | 0
4476 | 74.9178 | 0.92358 | 0
4477 | 62.5117 | 0.77064 | 0
4478 | 63.352 | 0.781 | 0
4479 | 59.8216 | 0.73748 | 0
4480 | 53.265 | 0.65665 | 0
4481 | 57.821 | 0.71281 | 0
4482 | 61.722 | 0.7609 | 0
4483 | 78.4015 | 0.96653 | 0
4484 | 83.8602 | 1.0338 | 0
4485 | 72.2603 | 0.89082 | 0
4486 | 65.9774 | 0.81336 | 0
4487 | 51.2617 | 0.63195 | 0
4488 | 39.4794 | 0.4867 | 0
4489 | 43.9591 | 0.54192 | 0
4490 | 47.9065 | 0.59059 | 0
4491 | 47.6346 | 0.58724 | 0
4492 | 70.404 | 0.86794 | 0
4493 | 156.7424 | 1.9323 | 0
4494 | 132.7529 | 1.6366 | 0
4495 | 121.6647 | 1.4999 | 0
4496 | 83.1856 | 1.0255 | 0
4497 | 84.3273 | 1.0396 | 0
4498 | 86.3932 | 1.065 | 0
4499 | 83.2399 | 1.0262 | 0
4500 | 75.8186 | 0.93469 | 0
4501 | 63.3323 | 0.78076 | 0
4502 | 64.1929 | 0.79137 | 0
4503 | 60.5865 | 0.74691 | 0
4504 | 54.0124 | 0.66586 | 0
4505 | 58.6225 | 0.72269 | 0
4506 | 62.5664 | 0.77131 | 0
4507 | 79.2867 | 0.97744 | 0
4508 | 84.8234 | 1.0457 | 0
4509 | 73.1846 | 0.90221 | 0
4510 | 66.8176 | 0.82372 | 0
4511 | 51.8907 | 0.6397 | 0
4512 | 78.002 | 0.9616 | 0
4513 | 64.3577 | 0.7934 | 0
4514 | 39.1025 | 0.48205 | 0
4515 | 60.9944 | 0.75193 | 0
4516 | 82.5679 | 1.0179 | 0
4517 | 109.9715 | 1.3557 | 0
4518 | 110.0193 | 1.3563 | 0
4519 | 106.998 | 1.3191 | 0
4520 | 70.7448 | 0.87214 | 0
4521 | 69.9485 | 0.86232 | 0
4522 | 103.521 | 1.2762 | 0
4523 | 63.1767 | 0.77884 | 0
4524 | 63.6982 | 0.78527 | 0
4525 | 62.2148 | 0.76698 | 0
4526 | 106.4605 | 1.3124 | 0
4527 | 94.6888 | 1.1673 | 0
4528 | 77.8815 | 0.96012 | 0
4529 | 59.7408 | 0.73648 | 0
4530 | 58.6596 | 0.72315 | 0
4531 | 62.1325 | 0.76597 | 0
4532 | 65.3128 | 0.80517 | 0
4533 | 66.5841 | 0.82084 | 0
4534 | 57.6607 | 0.71084 | 0
4535 | 41.8262 | 0.51563 | 0
4536 | 48.663 | 0.59991 | 0
4537 | 50.7379 | 0.62549 | 0
4538 | 61.0482 | 0.7526 | 0
4539 | 62.7424 | 0.77348 | 0
4540 | 89.5292 | 1.1037 | 0
4541 | 117.5754 | 1.4495 | 0
4542 | 99.4662 | 1.2262 | 0
4543 | 118.7588 | 1.464 | 0
4544 | 87.9115 | 1.0838 | 0
4545 | 79.3672 | 0.97843 | 0
4546 | 76.178 | 0.93912 | 0
4547 | 69.7299 | 0.85962 | 0
4548 | 68.6327 | 0.8461 | 0
4549 | 65.3779 | 0.80597 | 0
4550 | 64.174 | 0.79113 | 0
4551 | 58.929 | 0.72647 | 0
4552 | 55.2603 | 0.68124 | 0
4553 | 62.235 | 0.76723 | 0
4554 | 74.1635 | 0.91428 | 0
4555 | 72.4857 | 0.8936 | 0
4556 | 86.0415 | 1.0607 | 0
4557 | 88.1413 | 1.0866 | 0
4558 | 72.6991 | 0.89623 | 0
4559 | 56.4064 | 0.69537 | 0
4560 | 43.0137 | 0.53027 | 0
4561 | 47.5455 | 0.58614 | 0
4562 | 50.3486 | 0.62069 | 0
4563 | 49.9601 | 0.6159 | 0
4564 | 74.5945 | 0.91959 | 0
4565 | 158.4797 | 1.9537 | 0
4566 | 136.3314 | 1.6807 | 0
4567 | 130.2665 | 1.6059 | 0
4568 | 89.4186 | 1.1023 | 0
4569 | 90.34 | 1.1137 | 0
4570 | 94.7028 | 1.1675 | 0
4571 | 88.8472 | 1.0953 | 0
4572 | 81.7815 | 1.0082 | 0
4573 | 68.644 | 0.84624 | 0
4574 | 70.0176 | 0.86317 | 0
4575 | 66.1965 | 0.81607 | 0
4576 | 59.0643 | 0.72814 | 0
4577 | 63.4489 | 0.78219 | 0
4578 | 68.2109 | 0.8409 | 0
4579 | 84.987 | 1.0477 | 0
4580 | 91.4335 | 1.1272 | 0
4581 | 78.243 | 0.96457 | 0
4582 | 72.0768 | 0.88856 | 0
4583 | 56.989 | 0.70256 | 0
4584 | 42.9206 | 0.52912 | 0
4585 | 47.4144 | 0.58452 | 0
4586 | 50.1712 | 0.61851 | 0
4587 | 49.7707 | 0.61357 | 0
4588 | 74.3552 | 0.91665 | 0
4589 | 157.4901 | 1.9415 | 0
4590 | 135.4693 | 1.6701 | 0
4591 | 129.6674 | 1.5985 | 0
4592 | 89.1994 | 1.0996 | 0
4593 | 90.1233 | 1.111 | 0
4594 | 94.3917 | 1.1637 | 0
4595 | 88.5813 | 1.092 | 0
4596 | 81.6016 | 1.006 | 0
4597 | 68.5545 | 0.84513 | 0
4598 | 69.9304 | 0.8621 | 0
4599 | 66.0856 | 0.8147 | 0
4600 | 59.0269 | 0.72768 | 0
4601 | 63.4069 | 0.78167 | 0
4602 | 68.1499 | 0.84015 | 0
4603 | 84.7512 | 1.0448 | 0
4604 | 91.1906 | 1.1242 | 0
4605 | 78.1296 | 0.96318 | 0
4606 | 71.9622 | 0.88714 | 0
4607 | 56.8657 | 0.70104 | 0
4608 | 43.0964 | 0.53129 | 0
4609 | 47.6085 | 0.58691 | 0
4610 | 50.3765 | 0.62104 | 0
4611 | 49.9742 | 0.61608 | 0
4612 | 74.6594 | 0.9204 | 0
4613 | 158.1325 | 1.9494 | 0
4614 | 136.0219 | 1.6769 | 0
4615 | 130.1972 | 1.6051 | 0
4616 | 89.5646 | 1.1041 | 0
4617 | 90.4923 | 1.1156 | 0
4618 | 94.7778 | 1.1684 | 0
4619 | 88.9438 | 1.0965 | 0
4620 | 81.9358 | 1.0101 | 0
4621 | 68.8355 | 0.8486 | 0
4622 | 70.2171 | 0.86563 | 0
4623 | 66.3564 | 0.81804 | 0
4624 | 59.269 | 0.73066 | 0
4625 | 63.6669 | 0.78488 | 0
4626 | 68.4294 | 0.84359 | 0
4627 | 85.0981 | 1.0491 | 0
4628 | 91.5639 | 1.1288 | 0
4629 | 78.4498 | 0.96712 | 0
4630 | 72.2571 | 0.89078 | 0
4631 | 57.0986 | 0.70391 | 0
4632 | 58.726 | 0.72397 | 0
4633 | 64.6431 | 0.79692 | 0
4634 | 68.0862 | 0.83936 | 0
4635 | 67.4316 | 0.83129 | 0
4636 | 101.0983 | 1.2463 | 0
4637 | 210.1831 | 2.5911 | 0
4638 | 180.7057 | 2.2277 | 0
4639 | 174.8163 | 2.1551 | 0
4640 | 121.8363 | 1.502 | 0
4641 | 123.1377 | 1.518 | 0
4642 | 128.2805 | 1.5814 | 0
4643 | 120.5972 | 1.4867 | 0
4644 | 111.6279 | 1.3761 | 0
4645 | 94.2845 | 1.1623 | 0
4646 | 96.2101 | 1.1861 | 0
4647 | 90.6874 | 1.118 | 0
4648 | 81.5055 | 1.0048 | 0
4649 | 87.5384 | 1.0792 | 0
4650 | 93.9564 | 1.1583 | 0
4651 | 115.5357 | 1.4243 | 0
4652 | 124.403 | 1.5336 | 0
4653 | 107.3596 | 1.3235 | 0
4654 | 98.8015 | 1.218 | 0
4655 | 77.8075 | 0.9592 | 0
4656 | 130.2691 | 1.6059 | 0
4657 | 133.4126 | 1.6447 | 0
4658 | 130.1764 | 1.6048 | 0
4659 | 148.6799 | 1.8329 | 0
4660 | 221.642 | 2.7324 | 0
4661 | 357.8214 | 4.4112 | 0
4662 | 408.1696 | 5.0319 | 0
4663 | 403.9494 | 4.9799 | 0
4664 | 316.9146 | 3.9069 | 0
4665 | 285.6827 | 3.5219 | 0
4666 | 267.5139 | 3.2979 | 0
4667 | 235.7422 | 2.9062 | 0
4668 | 237.1592 | 2.9237 | 0
4669 | 210.98 | 2.6009 | 0
4670 | 197.1101 | 2.43 | 0
4671 | 193.216 | 2.382 | 0
4672 | 182.8157 | 2.2537 | 0
4673 | 193.8879 | 2.3902 | 0
4674 | 225.8114 | 2.7838 | 0
4675 | 258.7837 | 3.1903 | 0
4676 | 269.9121 | 3.3275 | 0
4677 | 245.0036 | 3.0204 | 0
4678 | 203.023 | 2.5029 | 0
4679 | 164.8747 | 2.0326 | 0
4680 | 123.7987 | 1.5262 | 0
4681 | 117.2123 | 1.445 | 0
4682 | 101.1798 | 1.2473 | 0
4683 | 115.5238 | 1.4242 | 0
4684 | 163.6805 | 2.0178 | 0
4685 | 219.4005 | 2.7048 | 0
4686 | 256.4991 | 3.1621 | 0
4687 | 240.8492 | 2.9692 | 0
4688 | 228.1987 | 2.8132 | 0
4689 | 209.7107 | 2.5853 | 0
4690 | 220.7424 | 2.7213 | 0
4691 | 181.1427 | 2.2331 | 0
4692 | 181.0416 | 2.2319 | 0
4693 | 174.0698 | 2.1459 | 0
4694 | 184.383 | 2.2731 | 0
4695 | 174.6674 | 2.1533 | 0
4696 | 170.7791 | 2.1054 | 0
4697 | 163.7497 | 2.0187 | 0
4698 | 152.624 | 1.8815 | 0
4699 | 173.9587 | 2.1445 | 0
4700 | 177.6467 | 2.19 | 0
4701 | 177.4445 | 2.1875 | 0
4702 | 151.2705 | 1.8649 | 0
4703 | 111.4511 | 1.374 | 0
4704 | 87.836 | 1.0828 | 0
4705 | 90.6899 | 1.118 | 0
4706 | 109.6364 | 1.3516 | 0
4707 | 110.3386 | 1.3602 | 0
4708 | 167.0598 | 2.0595 | 0
4709 | 230.5677 | 2.8424 | 0
4710 | 232.9129 | 2.8713 | 0
4711 | 229.3331 | 2.8272 | 0
4712 | 178.0971 | 2.1956 | 0
4713 | 159.1424 | 1.9619 | 0
4714 | 151.6498 | 1.8695 | 0
4715 | 137.3598 | 1.6934 | 0
4716 | 136.8944 | 1.6876 | 0
4717 | 127.9204 | 1.577 | 0
4718 | 120.7174 | 1.4882 | 0
4719 | 115.1001 | 1.4189 | 0
4720 | 117.5141 | 1.4487 | 0
4721 | 132.3275 | 1.6313 | 0
4722 | 147.1937 | 1.8146 | 0
4723 | 148.98 | 1.8366 | 0
4724 | 171.0101 | 2.1082 | 0
4725 | 176.2101 | 2.1723 | 0
4726 | 140.7444 | 1.7351 | 0
4727 | 109.1305 | 1.3454 | 0
4728 | 89.4191 | 1.1024 | 0
4729 | 91.3218 | 1.1258 | 0
4730 | 88.841 | 1.0952 | 0
4731 | 101.0038 | 1.2452 | 0
4732 | 151.8717 | 1.8723 | 0
4733 | 243.4736 | 3.0015 | 0
4734 | 276.9314 | 3.414 | 0
4735 | 273.1748 | 3.3677 | 0
4736 | 216.7362 | 2.6719 | 0
4737 | 196.796 | 2.4261 | 0
4738 | 184.254 | 2.2715 | 0
4739 | 163.5594 | 2.0163 | 0
4740 | 164.3444 | 2.026 | 0
4741 | 146.5344 | 1.8065 | 0
4742 | 137.6598 | 1.6971 | 0
4743 | 134.5583 | 1.6588 | 0
4744 | 128.2415 | 1.581 | 0
4745 | 135.8463 | 1.6747 | 0
4746 | 157.052 | 1.9361 | 0
4747 | 178.7771 | 2.2039 | 0
4748 | 186.6597 | 2.3011 | 0
4749 | 170.8252 | 2.1059 | 0
4750 | 141.8891 | 1.7492 | 0
4751 | 114.075 | 1.4063 | 0
4752 | 75.9516 | 0.93633 | 0
4753 | 77.4873 | 0.95526 | 0
4754 | 75.2982 | 0.92827 | 0
4755 | 85.4592 | 1.0535 | 0
4756 | 128.9138 | 1.5892 | 0
4757 | 206.128 | 2.5411 | 0
4758 | 234.1987 | 2.8872 | 0
4759 | 230.7364 | 2.8445 | 0
4760 | 183.841 | 2.2664 | 0
4761 | 167.377 | 2.0634 | 0
4762 | 156.7016 | 1.9318 | 0
4763 | 139.4755 | 1.7194 | 0
4764 | 140.0831 | 1.7269 | 0
4765 | 125.006 | 1.5411 | 0
4766 | 117.6718 | 1.4506 | 0
4767 | 114.9022 | 1.4165 | 0
4768 | 109.7963 | 1.3536 | 0
4769 | 116.2572 | 1.4332 | 0
4770 | 134.0459 | 1.6525 | 0
4771 | 152.2124 | 1.8765 | 0
4772 | 158.9847 | 1.96 | 0
4773 | 145.9339 | 1.7991 | 0
4774 | 121.318 | 1.4956 | 0
4775 | 97.1789 | 1.198 | 0
4776 | 52.7845 | 0.65072 | 0
4777 | 58.1202 | 0.7165 | 0
4778 | 61.2395 | 0.75496 | 0
4779 | 60.6591 | 0.7478 | 0
4780 | 90.9175 | 1.1208 | 0
4781 | 189.3137 | 2.3338 | 0
4782 | 162.7699 | 2.0066 | 0
4783 | 157.3236 | 1.9395 | 0
4784 | 109.5254 | 1.3502 | 0
4785 | 110.6924 | 1.3646 | 0
4786 | 115.3669 | 1.4222 | 0
4787 | 108.441 | 1.3369 | 0
4788 | 100.3359 | 1.2369 | 0
4789 | 84.7093 | 1.0443 | 0
4790 | 86.4369 | 1.0656 | 0
4791 | 81.4924 | 1.0046 | 0
4792 | 73.204 | 0.90245 | 0
4793 | 78.6236 | 0.96927 | 0
4794 | 84.3976 | 1.0404 | 0
4795 | 103.8783 | 1.2806 | 0
4796 | 111.8442 | 1.3788 | 0
4797 | 96.4634 | 1.1892 | 0
4798 | 88.7801 | 1.0945 | 0
4799 | 69.9354 | 0.86216 | 0
4800 | 46.6588 | 0.57521 | 0
4801 | 51.4657 | 0.63446 | 0
4802 | 54.3514 | 0.67004 | 0
4803 | 53.8799 | 0.66423 | 0
4804 | 80.6154 | 0.99382 | 0
4805 | 169.4131 | 2.0885 | 0
4806 | 145.6951 | 1.7961 | 0
4807 | 140.0811 | 1.7269 | 0
4808 | 96.8971 | 1.1945 | 0
4809 | 97.9141 | 1.2071 | 0
4810 | 102.3183 | 1.2614 | 0
4811 | 96.0921 | 1.1846 | 0
4812 | 88.7009 | 1.0935 | 0
4813 | 74.6894 | 0.92077 | 0
4814 | 76.1997 | 0.93938 | 0
4815 | 71.9314 | 0.88676 | 0
4816 | 64.419 | 0.79415 | 0
4817 | 69.194 | 0.85302 | 0
4818 | 74.3259 | 0.91628 | 0
4819 | 91.989 | 1.134 | 0
4820 | 99.0084 | 1.2206 | 0
4821 | 85.0897 | 1.049 | 0
4822 | 78.3447 | 0.96583 | 0
4823 | 61.8189 | 0.7621 | 0
4824 | 78.9799 | 0.97366 | 0
4825 | 80.593 | 0.99354 | 0
4826 | 78.3332 | 0.96569 | 0
4827 | 88.9336 | 1.0964 | 0
4828 | 134.0708 | 1.6528 | 0
4829 | 214.4828 | 2.6441 | 0
4830 | 243.7428 | 3.0048 | 0
4831 | 240.1972 | 2.9611 | 0
4832 | 191.2218 | 2.3574 | 0
4833 | 174.0061 | 2.1451 | 0
4834 | 162.9096 | 2.0083 | 0
4835 | 144.9258 | 1.7866 | 0
4836 | 145.5696 | 1.7946 | 0
4837 | 129.8811 | 1.6012 | 0
4838 | 122.2135 | 1.5066 | 0
4839 | 119.3606 | 1.4715 | 0
4840 | 113.9989 | 1.4054 | 0
4841 | 120.7171 | 1.4882 | 0
4842 | 139.26 | 1.7168 | 0
4843 | 158.2085 | 1.9504 | 0
4844 | 165.2354 | 2.037 | 0
4845 | 151.5839 | 1.8687 | 0
4846 | 125.9942 | 1.5532 | 0
4847 | 100.9962 | 1.2451 | 0
4848 | 121.2545 | 1.4948 | 0
4849 | 114.823 | 1.4155 | 0
4850 | 99.1513 | 1.2223 | 0
4851 | 113.1812 | 1.3953 | 0
4852 | 160.4687 | 1.9782 | 0
4853 | 215.1988 | 2.653 | 0
4854 | 251.5101 | 3.1006 | 0
4855 | 236.174 | 2.9115 | 0
4856 | 223.7232 | 2.758 | 0
4857 | 205.6612 | 2.5354 | 0
4858 | 216.3612 | 2.6673 | 0
4859 | 177.6728 | 2.1903 | 0
4860 | 177.5682 | 2.189 | 0
4861 | 170.685 | 2.1042 | 0
4862 | 180.7395 | 2.2281 | 0
4863 | 171.2205 | 2.1108 | 0
4864 | 167.4379 | 2.0642 | 0
4865 | 160.6158 | 1.9801 | 0
4866 | 149.8259 | 1.847 | 0
4867 | 170.7057 | 2.1044 | 0
4868 | 174.3565 | 2.1495 | 0
4869 | 174.1473 | 2.1469 | 0
4870 | 148.4554 | 1.8301 | 0
4871 | 109.3736 | 1.3483 | 0
4872 | 116.0431 | 1.4306 | 0
4873 | 120.1182 | 1.4808 | 0
4874 | 147.1621 | 1.8142 | 0
4875 | 147.6195 | 1.8198 | 0
4876 | 222.4354 | 2.7422 | 0
4877 | 305.7596 | 3.7694 | 0
4878 | 307.2685 | 3.788 | 0
4879 | 303.2979 | 3.739 | 0
4880 | 233.0791 | 2.8734 | 0
4881 | 206.784 | 2.5492 | 0
4882 | 197.3504 | 2.4329 | 0
4883 | 178.0046 | 2.1944 | 0
4884 | 177.45 | 2.1876 | 0
4885 | 166.1668 | 2.0485 | 0
4886 | 156.214 | 1.9258 | 0
4887 | 148.9516 | 1.8363 | 0
4888 | 152.1442 | 1.8756 | 0
4889 | 172.3244 | 2.1244 | 0
4890 | 192.0827 | 2.368 | 0
4891 | 193.6 | 2.3867 | 0
4892 | 223.6861 | 2.7576 | 0
4893 | 231.1888 | 2.8501 | 0
4894 | 183.85 | 2.2665 | 0
4895 | 143.1451 | 1.7647 | 0
4896 | 58.9635 | 0.7269 | 0
4897 | 64.9219 | 0.80035 | 0
4898 | 68.4037 | 0.84328 | 0
4899 | 67.7545 | 0.83527 | 0
4900 | 101.5551 | 1.252 | 0
4901 | 211.432 | 2.6065 | 0
4902 | 181.7863 | 2.241 | 0
4903 | 175.7189 | 2.1662 | 0
4904 | 122.3447 | 1.5083 | 0
4905 | 123.6486 | 1.5243 | 0
4906 | 128.8646 | 1.5886 | 0
4907 | 121.1302 | 1.4933 | 0
4908 | 112.0809 | 1.3817 | 0
4909 | 94.6292 | 1.1666 | 0
4910 | 96.5594 | 1.1904 | 0
4911 | 91.034 | 1.1223 | 0
4912 | 81.7792 | 1.0082 | 0
4913 | 87.8335 | 1.0828 | 0
4914 | 94.2828 | 1.1623 | 0
4915 | 116.0348 | 1.4305 | 0
4916 | 124.9337 | 1.5402 | 0
4917 | 107.7591 | 1.3284 | 0
4918 | 99.1754 | 1.2226 | 0
4919 | 78.122 | 0.96308 | 0
4920 | 46.8642 | 0.57774 | 0
4921 | 51.6723 | 0.63701 | 0
4922 | 54.5424 | 0.67239 | 0
4923 | 54.0597 | 0.66644 | 0
4924 | 80.9155 | 0.99752 | 0
4925 | 169.7031 | 2.0921 | 0
4926 | 145.9368 | 1.7991 | 0
4927 | 140.4742 | 1.7318 | 0
4928 | 97.3055 | 1.1996 | 0
4929 | 98.3302 | 1.2122 | 0
4930 | 102.6938 | 1.266 | 0
4931 | 96.4631 | 1.1892 | 0
4932 | 89.0894 | 1.0983 | 0
4933 | 75.0599 | 0.92533 | 0
4934 | 76.5805 | 0.94408 | 0
4935 | 72.2709 | 0.89095 | 0
4936 | 64.7663 | 0.79843 | 0
4937 | 69.5658 | 0.8576 | 0
4938 | 74.7141 | 0.92107 | 0
4939 | 92.3574 | 1.1386 | 0
4940 | 99.4125 | 1.2256 | 0
4941 | 85.5037 | 1.0541 | 0
4942 | 78.7187 | 0.97044 | 0
4943 | 62.0911 | 0.76545 | 0
4944 | 60.2875 | 0.74322 | 0
4945 | 66.3482 | 0.81794 | 0
4946 | 69.8634 | 0.86127 | 0
4947 | 69.1851 | 0.85291 | 0
4948 | 103.7487 | 1.279 | 0
4949 | 215.4576 | 2.6561 | 0
4950 | 185.2351 | 2.2836 | 0
4951 | 179.3105 | 2.2105 | 0
4952 | 125.0634 | 1.5418 | 0
4953 | 126.4016 | 1.5583 | 0
4954 | 131.6398 | 1.6228 | 0
4955 | 123.768 | 1.5258 | 0
4956 | 114.5946 | 1.4127 | 0
4957 | 96.8202 | 1.1936 | 0
4958 | 98.7996 | 1.218 | 0
4959 | 93.1145 | 1.1479 | 0
4960 | 83.7166 | 1.0321 | 0
4961 | 89.9124 | 1.1084 | 0
4962 | 96.4968 | 1.1896 | 0
4963 | 118.5826 | 1.4619 | 0
4964 | 127.689 | 1.5741 | 0
4965 | 110.2414 | 1.359 | 0
4966 | 101.4487 | 1.2507 | 0
4967 | 79.8764 | 0.98471 | 0
4968 | 46.6085 | 0.57459 | 0
4969 | 51.4112 | 0.63379 | 0
4970 | 54.2951 | 0.66935 | 0
4971 | 53.8246 | 0.66355 | 0
4972 | 80.5312 | 0.99278 | 0
4973 | 169.2531 | 2.0865 | 0
4974 | 145.5579 | 1.7944 | 0
4975 | 139.9412 | 1.7252 | 0
4976 | 96.7935 | 1.1933 | 0
4977 | 97.8092 | 1.2058 | 0
4978 | 102.2116 | 1.2601 | 0
4979 | 95.991 | 1.1834 | 0
4980 | 88.6054 | 1.0923 | 0
4981 | 74.6068 | 0.91975 | 0
4982 | 76.1153 | 0.93834 | 0
4983 | 71.8527 | 0.88579 | 0
4984 | 64.3463 | 0.79326 | 0
4985 | 69.116 | 0.85206 | 0
4986 | 74.2427 | 0.91526 | 0
4987 | 91.8916 | 1.1328 | 0
4988 | 98.9032 | 1.2193 | 0
4989 | 84.9959 | 1.0478 | 0
4990 | 78.2587 | 0.96477 | 0
4991 | 61.7522 | 0.76128 | 0
4992 | 39.2066 | 0.48334 | 0
4993 | 43.6678 | 0.53833 | 0
4994 | 47.6094 | 0.58692 | 0
4995 | 47.3449 | 0.58366 | 0
4996 | 69.9562 | 0.86241 | 0
4997 | 155.9607 | 1.9227 | 0
4998 | 132.0905 | 1.6284 | 0
4999 | 120.9577 | 1.4912 | 0
5000 | 82.6255 | 1.0186 | 0
5001 | 83.7587 | 1.0326 | 0
5002 | 85.8359 | 1.0582 | 0
5003 | 82.7008 | 1.0195 | 0
5004 | 75.299 | 0.92828 | 0
5005 | 62.8728 | 0.77509 | 0
5006 | 63.7237 | 0.78558 | 0
5007 | 60.1544 | 0.74158 | 0
5008 | 53.6027 | 0.66081 | 0
5009 | 58.1814 | 0.71726 | 0
5010 | 62.0998 | 0.76556 | 0
5011 | 78.7646 | 0.971 | 0
5012 | 84.2588 | 1.0387 | 0
5013 | 72.6625 | 0.89578 | 0
5014 | 66.3423 | 0.81786 | 0
5015 | 51.5304 | 0.63526 | 0
5016 | 78.9405 | 0.97317 | 0
5017 | 65.2067 | 0.80386 | 0
5018 | 39.7507 | 0.49004 | 0
5019 | 61.7924 | 0.76177 | 0
5020 | 83.7331 | 1.0323 | 0
5021 | 111.542 | 1.3751 | 0
5022 | 111.4766 | 1.3743 | 0
5023 | 108.5979 | 1.3388 | 0
5024 | 71.988 | 0.88746 | 0
5025 | 71.1973 | 0.87771 | 0
5026 | 104.9842 | 1.2942 | 0
5027 | 64.3172 | 0.7929 | 0
5028 | 64.8455 | 0.79941 | 0
5029 | 63.2964 | 0.78031 | 0
5030 | 107.8898 | 1.3301 | 0
5031 | 95.9709 | 1.1831 | 0
5032 | 79.0288 | 0.97426 | 0
5033 | 60.7923 | 0.74944 | 0
5034 | 59.7346 | 0.7364 | 0
5035 | 63.2523 | 0.77977 | 0
5036 | 66.5153 | 0.82 | 0
5037 | 67.7746 | 0.83552 | 0
5038 | 58.7211 | 0.72391 | 0
5039 | 42.6083 | 0.52527 | 0
5040 | 52.015 | 0.64124 | 0
5041 | 54.6833 | 0.67413 | 0
5042 | 65.6746 | 0.80963 | 0
5043 | 64.503 | 0.79519 | 0
5044 | 94.4076 | 1.1638 | 0
5045 | 124.6286 | 1.5364 | 0
5046 | 106.0171 | 1.307 | 0
5047 | 126.2515 | 1.5564 | 0
5048 | 94.9361 | 1.1704 | 0
5049 | 86.5071 | 1.0665 | 0
5050 | 83.2209 | 1.0259 | 0
5051 | 76.4231 | 0.94214 | 0
5052 | 76.7011 | 0.94556 | 0
5053 | 71.9653 | 0.88718 | 0
5054 | 70.4954 | 0.86906 | 0
5055 | 64.5249 | 0.79546 | 0
5056 | 62.3827 | 0.76905 | 0
5057 | 70.799 | 0.8728 | 0
5058 | 80.3986 | 0.99115 | 0
5059 | 78.8796 | 0.97242 | 0
5060 | 93.1915 | 1.1489 | 0
5061 | 95.2503 | 1.1742 | 0
5062 | 79.2676 | 0.9772 | 0
5063 | 61.7699 | 0.76149 | 0
5064 | 52.7434 | 0.65022 | 0
5065 | 58.1033 | 0.71629 | 0
5066 | 61.2604 | 0.75521 | 0
5067 | 60.6935 | 0.74822 | 0
5068 | 90.9247 | 1.1209 | 0
5069 | 189.8148 | 2.34 | 0
5070 | 163.2119 | 2.0121 | 0
5071 | 157.5192 | 1.9419 | 0
5072 | 109.4659 | 1.3495 | 0
5073 | 110.6274 | 1.3638 | 0
5074 | 115.3835 | 1.4224 | 0
5075 | 108.4305 | 1.3367 | 0
5076 | 100.2606 | 1.236 | 0
5077 | 84.584 | 1.0427 | 0
5078 | 86.305 | 1.064 | 0
5079 | 81.3965 | 1.0034 | 0
5080 | 73.0562 | 0.90063 | 0
5081 | 78.4667 | 0.96733 | 0
5082 | 84.245 | 1.0386 | 0
5083 | 103.8494 | 1.2802 | 0
5084 | 111.8022 | 1.3783 | 0
5085 | 96.3322 | 1.1876 | 0
5086 | 88.6695 | 1.0931 | 0
5087 | 69.8808 | 0.86149 | 0
5088 | 43.855 | 0.54064 | 0
5089 | 48.4202 | 0.59692 | 0
5090 | 51.1996 | 0.63118 | 0
5091 | 50.7781 | 0.62599 | 0
5092 | 75.9012 | 0.9357 | 0
5093 | 160.314 | 1.9763 | 0
5094 | 137.8882 | 1.6999 | 0
5095 | 132.1937 | 1.6297 | 0
5096 | 91.1174 | 1.1233 | 0
5097 | 92.0656 | 1.135 | 0
5098 | 96.3474 | 1.1878 | 0
5099 | 90.4409 | 1.1149 | 0
5100 | 83.3755 | 1.0278 | 0
5101 | 70.1024 | 0.86422 | 0
5102 | 71.5131 | 0.88161 | 0
5103 | 67.5547 | 0.83281 | 0
5104 | 60.3966 | 0.74457 | 0
5105 | 64.8765 | 0.79979 | 0
5106 | 69.7147 | 0.85944 | 0
5107 | 86.5479 | 1.067 | 0
5108 | 93.1339 | 1.1481 | 0
5109 | 79.8829 | 0.98479 | 0
5110 | 73.5676 | 0.90694 | 0
5111 | 58.1039 | 0.7163 | 0
5112 | 41.1924 | 0.50782 | 0
5113 | 45.7954 | 0.56456 | 0
5114 | 49.7917 | 0.61383 | 0
5115 | 49.4768 | 0.60995 | 0
5116 | 73.2384 | 0.90288 | 0
5117 | 161.8245 | 1.995 | 0
5118 | 137.0588 | 1.6897 | 0
5119 | 126.1809 | 1.5555 | 0
5120 | 86.7111 | 1.069 | 0
5121 | 87.9056 | 1.0837 | 0
5122 | 89.9152 | 1.1085 | 0
5123 | 86.6463 | 1.0682 | 0
5124 | 79.0842 | 0.97494 | 0
5125 | 66.2056 | 0.81618 | 0
5126 | 67.1247 | 0.82751 | 0
5127 | 63.2922 | 0.78026 | 0
5128 | 56.5641 | 0.69732 | 0
5129 | 61.3716 | 0.75658 | 0
5130 | 65.477 | 0.80719 | 0
5131 | 82.5803 | 1.018 | 0
5132 | 88.3817 | 1.0896 | 0
5133 | 76.4539 | 0.94252 | 0
5134 | 69.7944 | 0.86042 | 0
5135 | 54.1522 | 0.66758 | 0
5136 | 39.9135 | 0.49205 | 0
5137 | 44.4346 | 0.54779 | 0
5138 | 48.412 | 0.59682 | 0
5139 | 48.1337 | 0.59339 | 0
5140 | 71.1539 | 0.87718 | 0
5141 | 158.2767 | 1.9512 | 0
5142 | 134.0525 | 1.6526 | 0
5143 | 122.9185 | 1.5153 | 0
5144 | 84.0911 | 1.0367 | 0
5145 | 85.2457 | 1.0509 | 0
5146 | 87.3182 | 1.0765 | 0
5147 | 84.1326 | 1.0372 | 0
5148 | 76.6497 | 0.94493 | 0
5149 | 64.0426 | 0.78951 | 0
5150 | 64.9149 | 0.80027 | 0
5151 | 61.2612 | 0.75522 | 0
5152 | 54.6292 | 0.67346 | 0
5153 | 59.2897 | 0.73092 | 0
5154 | 63.276 | 0.78006 | 0
5155 | 80.1424 | 0.98799 | 0
5156 | 85.7427 | 1.057 | 0
5157 | 73.9997 | 0.91226 | 0
5158 | 67.5609 | 0.83289 | 0
5159 | 52.4624 | 0.64675 | 0
5160 | 46.2598 | 0.57029 | 0
5161 | 51.023 | 0.62901 | 0
5162 | 53.8804 | 0.66423 | 0
5163 | 53.4117 | 0.65846 | 0
5164 | 79.919 | 0.98523 | 0
5165 | 167.9055 | 2.0699 | 0
5166 | 144.3976 | 1.7801 | 0
5167 | 138.8543 | 1.7118 | 0
5168 | 96.0661 | 1.1843 | 0
5169 | 97.0748 | 1.1967 | 0
5170 | 101.4336 | 1.2505 | 0
5171 | 95.2636 | 1.1744 | 0
5172 | 87.9421 | 1.0841 | 0
5173 | 74.0561 | 0.91296 | 0
5174 | 75.554 | 0.93142 | 0
5175 | 71.3192 | 0.87922 | 0
5176 | 63.8763 | 0.78746 | 0
5177 | 68.6109 | 0.84583 | 0
5178 | 73.6981 | 0.90855 | 0
5179 | 91.1976 | 1.1243 | 0
5180 | 98.1576 | 1.2101 | 0
5181 | 84.3671 | 1.0401 | 0
5182 | 77.6785 | 0.95761 | 0
5183 | 61.2903 | 0.75558 | 0
5184 | 66.3711 | 0.81822 | 0
5185 | 61.4295 | 0.7573 | 0
5186 | 48.6459 | 0.5997 | 0
5187 | 58.0919 | 0.71615 | 0
5188 | 79.9115 | 0.98514 | 0
5189 | 102.7509 | 1.2667 | 0
5190 | 103.1322 | 1.2714 | 0
5191 | 107.881 | 1.3299 | 0
5192 | 95.0363 | 1.1716 | 0
5193 | 82.0081 | 1.011 | 0
5194 | 104.9766 | 1.2941 | 0
5195 | 72.0601 | 0.88835 | 0
5196 | 73.6964 | 0.90852 | 0
5197 | 79.0633 | 0.97469 | 0
5198 | 96.9342 | 1.195 | 0
5199 | 88.3429 | 1.0891 | 0
5200 | 81.1446 | 1.0003 | 0
5201 | 72.518 | 0.894 | 0
5202 | 62.8171 | 0.7744 | 0
5203 | 74.4261 | 0.91752 | 0
5204 | 77.5803 | 0.9564 | 0
5205 | 78.1852 | 0.96386 | 0
5206 | 69.257 | 0.8538 | 0
5207 | 49.8099 | 0.61405 | 0
5208 | 48.8033 | 0.60164 | 0
5209 | 50.8839 | 0.62729 | 0
5210 | 61.2087 | 0.75458 | 0
5211 | 62.903 | 0.77546 | 0
5212 | 89.769 | 1.1067 | 0
5213 | 117.8954 | 1.4534 | 0
5214 | 99.7371 | 1.2296 | 0
5215 | 119.0898 | 1.4681 | 0
5216 | 88.1781 | 1.0871 | 0
5217 | 79.6222 | 0.98158 | 0
5218 | 76.4212 | 0.94212 | 0
5219 | 69.9592 | 0.86245 | 0
5220 | 68.8608 | 0.84891 | 0
5221 | 65.5912 | 0.8086 | 0
5222 | 64.3881 | 0.79377 | 0
5223 | 59.1244 | 0.72888 | 0
5224 | 55.4482 | 0.68356 | 0
5225 | 62.4412 | 0.76977 | 0
5226 | 74.3944 | 0.91713 | 0
5227 | 72.7172 | 0.89645 | 0
5228 | 86.3052 | 1.064 | 0
5229 | 88.4045 | 1.0898 | 0
5230 | 72.9264 | 0.89903 | 0
5231 | 56.5794 | 0.69751 | 0
5232 | 38.25 | 0.47154 | 0
5233 | 42.6782 | 0.52613 | 0
5234 | 46.6543 | 0.57515 | 0
5235 | 46.4295 | 0.57238 | 0
5236 | 68.4847 | 0.84427 | 0
5237 | 153.9902 | 1.8984 | 0
5238 | 130.4199 | 1.6078 | 0
5239 | 118.8208 | 1.4648 | 0
5240 | 80.6992 | 0.99485 | 0
5241 | 81.8012 | 1.0084 | 0
5242 | 83.9835 | 1.0353 | 0
5243 | 80.9022 | 0.99736 | 0
5244 | 73.4876 | 0.90595 | 0
5245 | 61.205 | 0.75453 | 0
5246 | 62.0126 | 0.76449 | 0
5247 | 58.6047 | 0.72247 | 0
5248 | 52.0726 | 0.64195 | 0
5249 | 56.5425 | 0.69705 | 0
5250 | 60.3756 | 0.74431 | 0
5251 | 76.9994 | 0.94924 | 0
5252 | 82.3335 | 1.015 | 0
5253 | 70.7896 | 0.87269 | 0
5254 | 64.6409 | 0.79689 | 0
5255 | 50.2625 | 0.61963 | 0
5256 | 46.4636 | 0.5728 | 0
5257 | 51.2383 | 0.63166 | 0
5258 | 54.0949 | 0.66688 | 0
5259 | 53.6199 | 0.66102 | 0
5260 | 80.245 | 0.98925 | 0
5261 | 168.4297 | 2.0764 | 0
5262 | 144.8448 | 1.7856 | 0
5263 | 139.3603 | 1.718 | 0
5264 | 96.4807 | 1.1894 | 0
5265 | 97.4953 | 1.2019 | 0
5266 | 101.845 | 1.2555 | 0
5267 | 95.6587 | 1.1793 | 0
5268 | 88.3285 | 1.0889 | 0
5269 | 74.4019 | 0.91722 | 0
5270 | 75.9081 | 0.93579 | 0
5271 | 71.6441 | 0.88322 | 0
5272 | 64.1878 | 0.7913 | 0
5273 | 68.9449 | 0.84995 | 0
5274 | 74.0516 | 0.9129 | 0
5275 | 91.582 | 1.129 | 0
5276 | 98.575 | 1.2152 | 0
5277 | 84.7573 | 1.0449 | 0
5278 | 78.0343 | 0.962 | 0
5279 | 61.5602 | 0.75891 | 0
5280 | 46.513 | 0.57341 | 0
5281 | 51.2969 | 0.63238 | 0
5282 | 54.1624 | 0.66771 | 0
5283 | 53.6888 | 0.66187 | 0
5284 | 80.3418 | 0.99045 | 0
5285 | 168.7034 | 2.0798 | 0
5286 | 145.0817 | 1.7886 | 0
5287 | 139.5549 | 1.7204 | 0
5288 | 96.587 | 1.1907 | 0
5289 | 97.6021 | 1.2032 | 0
5290 | 101.9688 | 1.2571 | 0
5291 | 95.7712 | 1.1807 | 0
5292 | 88.4229 | 1.0901 | 0
5293 | 74.4724 | 0.91809 | 0
5294 | 75.9795 | 0.93667 | 0
5295 | 71.7156 | 0.8841 | 0
5296 | 64.2428 | 0.79198 | 0
5297 | 69.0042 | 0.85068 | 0
5298 | 74.1177 | 0.91372 | 0
5299 | 91.687 | 1.1303 | 0
5300 | 98.6864 | 1.2166 | 0
5301 | 84.8393 | 1.0459 | 0
5302 | 78.1113 | 0.96295 | 0
5303 | 61.6257 | 0.75972 | 0
5304 | 47.7691 | 0.58889 | 0
5305 | 52.6696 | 0.64931 | 0
5306 | 55.5944 | 0.68536 | 0
5307 | 55.1022 | 0.6793 | 0
5308 | 82.4765 | 1.0168 | 0
5309 | 172.969 | 2.1323 | 0
5310 | 148.7451 | 1.8337 | 0
5311 | 143.1812 | 1.7651 | 0
5312 | 99.1839 | 1.2227 | 0
5313 | 100.2285 | 1.2356 | 0
5314 | 104.6749 | 1.2904 | 0
5315 | 98.3245 | 1.2121 | 0
5316 | 90.8095 | 1.1195 | 0
5317 | 76.5102 | 0.94321 | 0
5318 | 78.0603 | 0.96232 | 0
5319 | 73.6669 | 0.90816 | 0
5320 | 66.0184 | 0.81387 | 0
5321 | 70.9106 | 0.87418 | 0
5322 | 76.1582 | 0.93887 | 0
5323 | 94.1398 | 1.1605 | 0
5324 | 101.3313 | 1.2492 | 0
5325 | 87.1556 | 1.0744 | 0
5326 | 80.2393 | 0.98918 | 0
5327 | 63.29 | 0.78023 | 0
5328 | 56.7963 | 0.70018 | 0
5329 | 62.5122 | 0.77065 | 0
5330 | 65.8327 | 0.81158 | 0
5331 | 65.1966 | 0.80374 | 0
5332 | 97.7578 | 1.2052 | 0
5333 | 203.1237 | 2.5041 | 0
5334 | 174.6337 | 2.1529 | 0
5335 | 168.9969 | 2.0834 | 0
5336 | 117.8266 | 1.4526 | 0
5337 | 119.0864 | 1.4681 | 0
5338 | 124.04 | 1.5292 | 0
5339 | 116.6169 | 1.4376 | 0
5340 | 107.959 | 1.3309 | 0
5341 | 91.2002 | 1.1243 | 0
5342 | 93.0638 | 1.1473 | 0
5343 | 87.715 | 1.0813 | 0
5344 | 78.8485 | 0.97204 | 0
5345 | 84.6844 | 1.044 | 0
5346 | 90.8894 | 1.1205 | 0
5347 | 111.7269 | 1.3774 | 0
5348 | 120.3044 | 1.4831 | 0
5349 | 103.8449 | 1.2802 | 0
5350 | 95.5646 | 1.1781 | 0
5351 | 75.2507 | 0.92769 | 0
5352 | 122.5896 | 1.5113 | 0
5353 | 116.0769 | 1.431 | 0
5354 | 100.216 | 1.2355 | 0
5355 | 114.4107 | 1.4104 | 0
5356 | 162.155 | 1.999 | 0
5357 | 217.4055 | 2.6802 | 0
5358 | 254.1298 | 3.1329 | 0
5359 | 238.6289 | 2.9418 | 0
5360 | 226.073 | 2.787 | 0
5361 | 207.7877 | 2.5616 | 0
5362 | 218.6612 | 2.6956 | 0
5363 | 179.4951 | 2.2128 | 0
5364 | 179.3923 | 2.2115 | 0
5365 | 172.4623 | 2.1261 | 0
5366 | 182.6523 | 2.2517 | 0
5367 | 173.0301 | 2.1331 | 0
5368 | 169.1922 | 2.0858 | 0
5369 | 162.2617 | 2.0003 | 0
5370 | 151.2962 | 1.8652 | 0
5371 | 172.4146 | 2.1255 | 0
5372 | 176.0851 | 2.1708 | 0
5373 | 175.8796 | 2.1682 | 0
5374 | 149.9343 | 1.8484 | 0
5375 | 110.465 | 1.3618 | 0
5376 | 82.9811 | 1.023 | 0
5377 | 85.6448 | 1.0558 | 0
5378 | 103.3291 | 1.2738 | 0
5379 | 104.0427 | 1.2826 | 0
5380 | 157.6417 | 1.9434 | 0
5381 | 217.7012 | 2.6838 | 0
5382 | 220.0865 | 2.7132 | 0
5383 | 216.6235 | 2.6705 | 0
5384 | 168.4895 | 2.0771 | 0
5385 | 150.7163 | 1.858 | 0
5386 | 143.5883 | 1.7701 | 0
5387 | 130.1379 | 1.6043 | 0
5388 | 129.6918 | 1.5988 | 0
5389 | 121.1527 | 1.4936 | 0
5390 | 114.3944 | 1.4102 | 0
5391 | 109.0706 | 1.3446 | 0
5392 | 111.3508 | 1.3727 | 0
5393 | 125.2804 | 1.5444 | 0
5394 | 139.3122 | 1.7174 | 0
5395 | 141.0898 | 1.7393 | 0
5396 | 161.7975 | 1.9946 | 0
5397 | 166.6424 | 2.0544 | 0
5398 | 133.1887 | 1.6419 | 0
5399 | 103.2088 | 1.2724 | 0
5400 | 71.9833 | 0.8874 | 0
5401 | 73.4414 | 0.90538 | 0
5402 | 71.3695 | 0.87984 | 0
5403 | 81.0053 | 0.99863 | 0
5404 | 122.1811 | 1.5062 | 0
5405 | 195.3808 | 2.4086 | 0
5406 | 221.9965 | 2.7368 | 0
5407 | 218.7242 | 2.6964 | 0
5408 | 174.2441 | 2.1481 | 0
5409 | 158.6245 | 1.9555 | 0
5410 | 148.5076 | 1.8308 | 0
5411 | 132.1698 | 1.6294 | 0
5412 | 132.7476 | 1.6365 | 0
5413 | 118.4565 | 1.4603 | 0
5414 | 111.4987 | 1.3745 | 0
5415 | 108.8783 | 1.3422 | 0
5416 | 104.0306 | 1.2825 | 0
5417 | 110.1538 | 1.358 | 0
5418 | 127.0205 | 1.5659 | 0
5419 | 144.2474 | 1.7783 | 0
5420 | 150.6634 | 1.8574 | 0
5421 | 138.2811 | 1.7047 | 0
5422 | 114.9526 | 1.4171 | 0
5423 | 92.0919 | 1.1353 | 0
5424 | 58.5799 | 0.72217 | 0
5425 | 64.4646 | 0.79471 | 0
5426 | 67.874 | 0.83675 | 0
5427 | 67.213 | 0.8286 | 0
5428 | 100.7981 | 1.2426 | 0
5429 | 209.2556 | 2.5797 | 0
5430 | 179.9013 | 2.2178 | 0
5431 | 174.1829 | 2.1473 | 0
5432 | 121.5171 | 1.4981 | 0
5433 | 122.8181 | 1.5141 | 0
5434 | 127.8949 | 1.5767 | 0
5435 | 120.2511 | 1.4824 | 0
5436 | 111.3483 | 1.3727 | 0
5437 | 94.0869 | 1.1599 | 0
5438 | 96.011 | 1.1836 | 0
5439 | 90.482 | 1.1155 | 0
5440 | 81.3593 | 1.003 | 0
5441 | 87.3803 | 1.0772 | 0
5442 | 93.7769 | 1.1561 | 0
5443 | 115.2158 | 1.4204 | 0
5444 | 124.0654 | 1.5295 | 0
5445 | 107.1275 | 1.3207 | 0
5446 | 98.5816 | 1.2153 | 0
5447 | 77.614 | 0.95682 | 0
5448 | 51.7042 | 0.63741 | 0
5449 | 56.9408 | 0.70196 | 0
5450 | 60.0107 | 0.73981 | 0
5451 | 59.4469 | 0.73286 | 0
5452 | 89.0847 | 1.0982 | 0
5453 | 185.6718 | 2.2889 | 0
5454 | 159.6426 | 1.9681 | 0
5455 | 154.2178 | 1.9012 | 0
5456 | 107.293 | 1.3227 | 0
5457 | 108.4345 | 1.3368 | 0
5458 | 113.0439 | 1.3936 | 0
5459 | 106.2481 | 1.3098 | 0
5460 | 98.2833 | 1.2116 | 0
5461 | 82.9542 | 1.0227 | 0
5462 | 84.6446 | 1.0435 | 0
5463 | 79.8128 | 0.98393 | 0
5464 | 71.6731 | 0.88358 | 0
5465 | 76.98 | 0.949 | 0
5466 | 82.639 | 1.0188 | 0
5467 | 101.7709 | 1.2546 | 0
5468 | 109.5713 | 1.3508 | 0
5469 | 94.469 | 1.1646 | 0
5470 | 86.9482 | 1.0719 | 0
5471 | 68.504 | 0.84451 | 0
5472 | 52.1167 | 0.64249 | 0
5473 | 57.4023 | 0.70765 | 0
5474 | 60.5068 | 0.74592 | 0
5475 | 59.9418 | 0.73896 | 0
5476 | 89.8151 | 1.1072 | 0
5477 | 187.317 | 2.3092 | 0
5478 | 161.0601 | 1.9855 | 0
5479 | 155.5286 | 1.9173 | 0
5480 | 108.1555 | 1.3333 | 0
5481 | 109.3049 | 1.3475 | 0
5482 | 113.9727 | 1.405 | 0
5483 | 107.1144 | 1.3205 | 0
5484 | 99.0681 | 1.2213 | 0
5485 | 83.601 | 1.0306 | 0
5486 | 85.3035 | 1.0516 | 0
5487 | 80.4414 | 0.99167 | 0
5488 | 72.222 | 0.89035 | 0
5489 | 77.57 | 0.95628 | 0
5490 | 83.2763 | 1.0266 | 0
5491 | 102.596 | 1.2648 | 0
5492 | 110.4568 | 1.3617 | 0
5493 | 95.2085 | 1.1737 | 0
5494 | 87.6313 | 1.0803 | 0
5495 | 69.0505 | 0.85125 | 0
5496 | 47.0268 | 0.57974 | 0
5497 | 51.8538 | 0.63925 | 0
5498 | 54.7371 | 0.67479 | 0
5499 | 54.2537 | 0.66884 | 0
5500 | 81.2024 | 1.0011 | 0
5501 | 170.343 | 2.1 | 0
5502 | 146.488 | 1.8059 | 0
5503 | 140.9867 | 1.7381 | 0
5504 | 97.6452 | 1.2038 | 0
5505 | 98.673 | 1.2164 | 0
5506 | 103.0585 | 1.2705 | 0
5507 | 96.8037 | 1.1934 | 0
5508 | 89.3987 | 1.1021 | 0
5509 | 75.3156 | 0.92849 | 0
5510 | 76.8411 | 0.94729 | 0
5511 | 72.5191 | 0.89401 | 0
5512 | 64.9839 | 0.80112 | 0
5513 | 69.7996 | 0.86048 | 0
5514 | 74.9665 | 0.92418 | 0
5515 | 92.6819 | 1.1426 | 0
5516 | 99.761 | 1.2298 | 0
5517 | 85.7959 | 1.0577 | 0
5518 | 78.9885 | 0.97376 | 0
5519 | 62.3065 | 0.76811 | 0
5520 | 69.1947 | 0.85303 | 0
5521 | 64.1339 | 0.79064 | 0
5522 | 50.9375 | 0.62795 | 0
5523 | 60.6355 | 0.74751 | 0
5524 | 83.5902 | 1.0305 | 0
5525 | 107.5823 | 1.3263 | 0
5526 | 107.7121 | 1.3279 | 0
5527 | 112.9871 | 1.3929 | 0
5528 | 99.558 | 1.2273 | 0
5529 | 86.1629 | 1.0622 | 0
5530 | 109.7386 | 1.3528 | 0
5531 | 75.7813 | 0.93423 | 0
5532 | 77.4737 | 0.95509 | 0
5533 | 82.8762 | 1.0217 | 0
5534 | 101.3235 | 1.2491 | 0
5535 | 92.3362 | 1.1383 | 0
5536 | 84.9005 | 1.0466 | 0
5537 | 76.1066 | 0.93824 | 0
5538 | 66.1858 | 0.81593 | 0
5539 | 78.1889 | 0.96391 | 0
5540 | 81.5748 | 1.0056 | 0
5541 | 82.148 | 1.0127 | 0
5542 | 72.8037 | 0.89752 | 0
5543 | 52.3996 | 0.64598 | 0
5544 | 48.796 | 0.60155 | 0
5545 | 50.8762 | 0.6272 | 0
5546 | 61.2003 | 0.75447 | 0
5547 | 62.8946 | 0.77536 | 0
5548 | 89.7564 | 1.1065 | 0
5549 | 117.8786 | 1.4532 | 0
5550 | 99.7229 | 1.2294 | 0
5551 | 119.0725 | 1.4679 | 0
5552 | 88.1642 | 1.0869 | 0
5553 | 79.6089 | 0.98141 | 0
5554 | 76.4085 | 0.94196 | 0
5555 | 69.9472 | 0.8623 | 0
5556 | 68.8489 | 0.84876 | 0
5557 | 65.58 | 0.80847 | 0
5558 | 64.3769 | 0.79363 | 0
5559 | 59.1142 | 0.72875 | 0
5560 | 55.4384 | 0.68344 | 0
5561 | 62.4304 | 0.76964 | 0
5562 | 74.3823 | 0.91698 | 0
5563 | 72.7051 | 0.8963 | 0
5564 | 86.2914 | 1.0638 | 0
5565 | 88.3907 | 1.0897 | 0
5566 | 72.9145 | 0.89888 | 0
5567 | 56.5703 | 0.69739 | 0
5568 | 38.6264 | 0.47618 | 0
5569 | 43.0779 | 0.53106 | 0
5570 | 47.0582 | 0.58013 | 0
5571 | 46.8223 | 0.57722 | 0
5572 | 69.0957 | 0.85181 | 0
5573 | 155.0153 | 1.911 | 0
5574 | 131.2886 | 1.6185 | 0
5575 | 119.7724 | 1.4765 | 0
5576 | 81.4692 | 1.0043 | 0
5577 | 82.583 | 1.0181 | 0
5578 | 84.7453 | 1.0447 | 0
5579 | 81.6397 | 1.0064 | 0
5580 | 74.2038 | 0.91478 | 0
5581 | 61.843 | 0.7624 | 0
5582 | 62.6645 | 0.77252 | 0
5583 | 59.2032 | 0.72985 | 0
5584 | 52.6443 | 0.64899 | 0
5585 | 57.1574 | 0.70463 | 0
5586 | 61.0255 | 0.75232 | 0
5587 | 77.7152 | 0.95807 | 0
5588 | 83.1087 | 1.0246 | 0
5589 | 71.5128 | 0.8816 | 0
5590 | 65.299 | 0.805 | 0
5591 | 50.7599 | 0.62576 | 0
5592 | 39.2668 | 0.48408 | 0
5593 | 43.7264 | 0.53906 | 0
5594 | 47.6595 | 0.58754 | 0
5595 | 47.3909 | 0.58423 | 0
5596 | 70.0375 | 0.86342 | 0
5597 | 155.996 | 1.9231 | 0
5598 | 132.1206 | 1.6288 | 0
5599 | 121.0529 | 1.4923 | 0
5600 | 82.7425 | 1.02 | 0
5601 | 83.8778 | 1.034 | 0
5602 | 85.9409 | 1.0595 | 0
5603 | 82.8034 | 1.0208 | 0
5604 | 75.4118 | 0.92967 | 0
5605 | 62.9842 | 0.77646 | 0
5606 | 63.839 | 0.787 | 0
5607 | 60.2559 | 0.74283 | 0
5608 | 53.7097 | 0.66213 | 0
5609 | 58.2952 | 0.71866 | 0
5610 | 62.2184 | 0.76702 | 0
5611 | 78.8681 | 0.97228 | 0
5612 | 84.3737 | 1.0402 | 0
5613 | 72.7853 | 0.89729 | 0
5614 | 66.4535 | 0.81923 | 0
5615 | 51.6107 | 0.63625 | 0
5616 | 38.7259 | 0.47741 | 0
5617 | 43.1552 | 0.53201 | 0
5618 | 47.0879 | 0.5805 | 0
5619 | 46.8367 | 0.5774 | 0
5620 | 69.1695 | 0.85272 | 0
5621 | 154.6021 | 1.9059 | 0
5622 | 130.9393 | 1.6142 | 0
5623 | 119.7203 | 1.4759 | 0
5624 | 81.6394 | 1.0064 | 0
5625 | 82.7577 | 1.0202 | 0
5626 | 84.8564 | 1.0461 | 0
5627 | 81.7529 | 1.0078 | 0
5628 | 74.3835 | 0.91699 | 0
5629 | 62.0615 | 0.76509 | 0
5630 | 62.8951 | 0.77537 | 0
5631 | 59.392 | 0.73218 | 0
5632 | 52.8783 | 0.65188 | 0
5633 | 57.4018 | 0.70764 | 0
5634 | 61.2752 | 0.7554 | 0
5635 | 77.846 | 0.95968 | 0
5636 | 83.265 | 1.0265 | 0
5637 | 71.7413 | 0.88442 | 0
5638 | 65.5039 | 0.80753 | 0
5639 | 50.8953 | 0.62743 | 0
5640 | 38.764 | 0.47788 | 0
5641 | 43.2074 | 0.53266 | 0
5642 | 47.1606 | 0.58139 | 0
5643 | 46.9134 | 0.57834 | 0
5644 | 69.2676 | 0.85393 | 0
5645 | 154.9879 | 1.9107 | 0
5646 | 131.2659 | 1.6182 | 0
5647 | 119.9419 | 1.4786 | 0
5648 | 81.7312 | 1.0076 | 0
5649 | 82.8501 | 1.0214 | 0
5650 | 84.9708 | 1.0475 | 0
5651 | 81.8613 | 1.0092 | 0
5652 | 74.4601 | 0.91794 | 0
5653 | 62.1056 | 0.76563 | 0
5654 | 62.9372 | 0.77588 | 0
5655 | 59.4401 | 0.73277 | 0
5656 | 52.9021 | 0.65217 | 0
5657 | 57.4304 | 0.708 | 0
5658 | 61.309 | 0.75581 | 0
5659 | 77.9426 | 0.96087 | 0
5660 | 83.3636 | 1.0277 | 0
5661 | 71.7993 | 0.88514 | 0
5662 | 65.5579 | 0.80819 | 0
5663 | 50.9441 | 0.62804 | 0
5664 | 38.2532 | 0.47158 | 0
5665 | 42.653 | 0.52582 | 0
5666 | 46.5801 | 0.57424 | 0
5667 | 46.3427 | 0.57131 | 0
5668 | 68.4014 | 0.84325 | 0
5669 | 153.3094 | 1.89 | 0
5670 | 129.844 | 1.6007 | 0
5671 | 118.5228 | 1.4611 | 0
5672 | 80.6719 | 0.99452 | 0
5673 | 81.7754 | 1.0081 | 0
5674 | 83.899 | 1.0343 | 0
5675 | 80.826 | 0.99642 | 0
5676 | 73.4839 | 0.9059 | 0
5677 | 61.2606 | 0.75522 | 0
5678 | 62.0768 | 0.76528 | 0
5679 | 58.6405 | 0.72292 | 0
5680 | 52.1609 | 0.64303 | 0
5681 | 56.63 | 0.69813 | 0
5682 | 60.4596 | 0.74534 | 0
5683 | 76.9465 | 0.94859 | 0
5684 | 82.2909 | 1.0145 | 0
5685 | 70.8332 | 0.87323 | 0
5686 | 64.6775 | 0.79734 | 0
5687 | 50.2706 | 0.61973 | 0
5688 | 65.9447 | 0.81296 | 0
5689 | 61.0194 | 0.75224 | 0
5690 | 48.2955 | 0.59538 | 0
5691 | 57.7064 | 0.7114 | 0
5692 | 79.3506 | 0.97823 | 0
5693 | 102.0124 | 1.2576 | 0
5694 | 102.4369 | 1.2628 | 0
5695 | 107.0999 | 1.3203 | 0
5696 | 94.3442 | 1.1631 | 0
5697 | 81.3677 | 1.0031 | 0
5698 | 104.2518 | 1.2852 | 0
5699 | 71.4854 | 0.88127 | 0
5700 | 73.1135 | 0.90134 | 0
5701 | 78.4788 | 0.96748 | 0
5702 | 96.2662 | 1.1868 | 0
5703 | 87.7353 | 1.0816 | 0
5704 | 80.5715 | 0.99328 | 0
5705 | 71.9663 | 0.8872 | 0
5706 | 62.2948 | 0.76797 | 0
5707 | 73.8463 | 0.91037 | 0
5708 | 76.9636 | 0.9488 | 0
5709 | 77.5744 | 0.95633 | 0
5710 | 68.7098 | 0.84705 | 0
5711 | 49.4096 | 0.60912 | 0
5712 | 74.7723 | 0.92179 | 0
5713 | 77.1308 | 0.95086 | 0
5714 | 92.7902 | 1.1439 | 0
5715 | 93.4976 | 1.1526 | 0
5716 | 141.8108 | 1.7482 | 0
5717 | 196.0081 | 2.4164 | 0
5718 | 198.3751 | 2.4456 | 0
5719 | 195.1507 | 2.4058 | 0
5720 | 152.1245 | 1.8754 | 0
5721 | 136.2811 | 1.6801 | 0
5722 | 129.7945 | 1.6001 | 0
5723 | 117.7386 | 1.4515 | 0
5724 | 117.3284 | 1.4464 | 0
5725 | 109.5556 | 1.3506 | 0
5726 | 103.5256 | 1.2763 | 0
5727 | 98.7067 | 1.2168 | 0
5728 | 100.7609 | 1.2422 | 0
5729 | 113.2291 | 1.3959 | 0
5730 | 125.8566 | 1.5516 | 0
5731 | 127.5737 | 1.5727 | 0
5732 | 146.0986 | 1.8011 | 0
5733 | 150.3776 | 1.8538 | 0
5734 | 120.2995 | 1.483 | 0
5735 | 93.1401 | 1.1482 | 0
5736 | 70.1611 | 0.86494 | 0
5737 | 71.5772 | 0.8824 | 0
5738 | 69.5525 | 0.85744 | 0
5739 | 78.9336 | 0.97309 | 0
5740 | 119.0829 | 1.468 | 0
5741 | 190.3919 | 2.3471 | 0
5742 | 216.3117 | 2.6667 | 0
5743 | 213.105 | 2.6271 | 0
5744 | 169.8172 | 2.0935 | 0
5745 | 154.6231 | 1.9062 | 0
5746 | 144.761 | 1.7846 | 0
5747 | 128.8591 | 1.5886 | 0
5748 | 129.4185 | 1.5955 | 0
5749 | 115.4924 | 1.4238 | 0
5750 | 108.7237 | 1.3403 | 0
5751 | 106.161 | 1.3087 | 0
5752 | 101.4525 | 1.2507 | 0
5753 | 107.4208 | 1.3243 | 0
5754 | 123.8464 | 1.5268 | 0
5755 | 140.619 | 1.7335 | 0
5756 | 146.8774 | 1.8107 | 0
5757 | 134.834 | 1.6622 | 0
5758 | 112.0936 | 1.3819 | 0
5759 | 89.7789 | 1.1068 | 0
5760 | 58.9744 | 0.72703 | 0
5761 | 64.8981 | 0.80006 | 0
5762 | 68.3297 | 0.84236 | 0
5763 | 67.6639 | 0.83416 | 0
5764 | 101.4753 | 1.251 | 0
5765 | 210.6514 | 2.5969 | 0
5766 | 181.1011 | 2.2326 | 0
5767 | 175.3494 | 2.1617 | 0
5768 | 122.3349 | 1.5081 | 0
5769 | 123.6448 | 1.5243 | 0
5770 | 128.754 | 1.5873 | 0
5771 | 121.0594 | 1.4924 | 0
5772 | 112.0981 | 1.3819 | 0
5773 | 94.7217 | 1.1677 | 0
5774 | 96.6589 | 1.1916 | 0
5775 | 91.092 | 1.123 | 0
5776 | 81.9091 | 1.0098 | 0
5777 | 87.9707 | 1.0845 | 0
5778 | 94.4102 | 1.1639 | 0
5779 | 115.9907 | 1.4299 | 0
5780 | 124.9 | 1.5398 | 0
5781 | 107.8501 | 1.3296 | 0
5782 | 99.2463 | 1.2235 | 0
5783 | 78.1367 | 0.96326 | 0
5784 | 43.6204 | 0.53775 | 0
5785 | 48.1725 | 0.59387 | 0
5786 | 50.953 | 0.62815 | 0
5787 | 50.539 | 0.62304 | 0
5788 | 75.5263 | 0.93108 | 0
5789 | 159.7154 | 1.969 | 0
5790 | 137.3777 | 1.6936 | 0
5791 | 131.6135 | 1.6225 | 0
5792 | 90.6401 | 1.1174 | 0
5793 | 91.5814 | 1.129 | 0
5794 | 95.8744 | 1.1819 | 0
5795 | 89.9865 | 1.1093 | 0
5796 | 82.9305 | 1.0224 | 0
5797 | 69.7035 | 0.8593 | 0
5798 | 71.1046 | 0.87657 | 0
5799 | 67.1802 | 0.82819 | 0
5800 | 60.0372 | 0.74013 | 0
5801 | 64.4911 | 0.79504 | 0
5802 | 69.3069 | 0.85441 | 0
5803 | 86.1055 | 1.0615 | 0
5804 | 92.6536 | 1.1422 | 0
5805 | 79.433 | 0.97924 | 0
5806 | 73.1574 | 0.90188 | 0
5807 | 57.7929 | 0.71247 | 0
5808 | 43.0011 | 0.53011 | 0
5809 | 47.5166 | 0.58578 | 0
5810 | 50.2974 | 0.62006 | 0
5811 | 49.9022 | 0.61519 | 0
5812 | 74.5312 | 0.91881 | 0
5813 | 158.0886 | 1.9489 | 0
5814 | 135.9892 | 1.6765 | 0
5815 | 130.0593 | 1.6034 | 0
5816 | 89.3788 | 1.1019 | 0
5817 | 90.3023 | 1.1132 | 0
5818 | 94.6185 | 1.1664 | 0
5819 | 88.782 | 1.0945 | 0
5820 | 81.7561 | 1.0079 | 0
5821 | 68.6554 | 0.84638 | 0
5822 | 70.0315 | 0.86334 | 0
5823 | 66.1944 | 0.81604 | 0
5824 | 59.0952 | 0.72852 | 0
5825 | 63.4811 | 0.78259 | 0
5826 | 68.2372 | 0.84122 | 0
5827 | 84.9345 | 1.0471 | 0
5828 | 91.3828 | 1.1266 | 0
5829 | 78.25 | 0.96466 | 0
5830 | 72.0778 | 0.88857 | 0
5831 | 56.9724 | 0.70235 | 0
5832 | 97.741 | 1.2049 | 0
5833 | 99.8612 | 1.2311 | 0
5834 | 97.1906 | 1.1982 | 0
5835 | 110.5706 | 1.3631 | 0
5836 | 166.0482 | 2.047 | 0
5837 | 266.4721 | 3.285 | 0
5838 | 303.2182 | 3.7381 | 0
5839 | 299.2482 | 3.6891 | 0
5840 | 237.0337 | 2.9221 | 0
5841 | 215.0006 | 2.6505 | 0
5842 | 201.3025 | 2.4816 | 0
5843 | 178.5054 | 2.2006 | 0
5844 | 179.3933 | 2.2115 | 0
5845 | 159.9004 | 1.9712 | 0
5846 | 150.0975 | 1.8504 | 0
5847 | 146.7753 | 1.8094 | 0
5848 | 139.7404 | 1.7227 | 0
5849 | 148.0522 | 1.8252 | 0
5850 | 171.3435 | 2.1123 | 0
5851 | 195.2342 | 2.4068 | 0
5852 | 203.8118 | 2.5126 | 0
5853 | 186.3036 | 2.2967 | 0
5854 | 154.6935 | 1.907 | 0
5855 | 124.5487 | 1.5354 | 0
5856 | 179.3688 | 2.2112 | 0
5857 | 169.2113 | 2.086 | 0
5858 | 144.9956 | 1.7875 | 0
5859 | 166.3873 | 2.0512 | 0
5860 | 232.3613 | 2.8645 | 0
5861 | 308.2014 | 3.7995 | 0
5862 | 362.7373 | 4.4718 | 0
5863 | 340.3091 | 4.1953 | 0
5864 | 323.8791 | 3.9928 | 0
5865 | 295.642 | 3.6447 | 0
5866 | 314.9319 | 3.8825 | 0
5867 | 254.4867 | 3.1373 | 0
5868 | 254.5168 | 3.1377 | 0
5869 | 246.1382 | 3.0344 | 0
5870 | 262.5524 | 3.2367 | 0
5871 | 248.5745 | 3.0644 | 0
5872 | 242.1283 | 2.9849 | 0
5873 | 229.9637 | 2.835 | 0
5874 | 210.4642 | 2.5946 | 0
5875 | 241.8928 | 2.982 | 0
5876 | 246.0219 | 3.0329 | 0
5877 | 246.0822 | 3.0337 | 0
5878 | 209.9173 | 2.5878 | 0
5879 | 154.7669 | 1.908 | 0
5880 | 69.7889 | 0.86035 | 0
5881 | 71.9736 | 0.88729 | 0
5882 | 86.4795 | 1.0661 | 0
5883 | 87.1654 | 1.0746 | 0
5884 | 132.2652 | 1.6306 | 0
5885 | 182.8819 | 2.2546 | 0
5886 | 185.1778 | 2.2829 | 0
5887 | 182.127 | 2.2452 | 0
5888 | 142.1062 | 1.7519 | 0
5889 | 127.387 | 1.5704 | 0
5890 | 121.3074 | 1.4955 | 0
5891 | 110.0805 | 1.3571 | 0
5892 | 109.6943 | 1.3523 | 0
5893 | 102.4084 | 1.2625 | 0
5894 | 96.8041 | 1.1934 | 0
5895 | 92.2977 | 1.1378 | 0
5896 | 94.2148 | 1.1615 | 0
5897 | 105.8187 | 1.3045 | 0
5898 | 117.5983 | 1.4497 | 0
5899 | 119.2469 | 1.4701 | 0
5900 | 136.4836 | 1.6826 | 0
5901 | 140.4429 | 1.7314 | 0
5902 | 112.3958 | 1.3856 | 0
5903 | 86.9887 | 1.0724 | 0
5904 | 53.99 | 0.66558 | 0
5905 | 59.4662 | 0.73309 | 0
5906 | 62.6833 | 0.77276 | 0
5907 | 62.0983 | 0.76554 | 0
5908 | 93.0453 | 1.1471 | 0
5909 | 194.0656 | 2.3924 | 0
5910 | 166.8629 | 2.0571 | 0
5911 | 161.1266 | 1.9864 | 0
5912 | 112.0437 | 1.3813 | 0
5913 | 113.2343 | 1.3959 | 0
5914 | 118.0719 | 1.4556 | 0
5915 | 110.9663 | 1.368 | 0
5916 | 102.6291 | 1.2652 | 0
5917 | 86.6046 | 1.0677 | 0
5918 | 88.3681 | 1.0894 | 0
5919 | 83.332 | 1.0273 | 0
5920 | 74.8157 | 0.92232 | 0
5921 | 80.3558 | 0.99062 | 0
5922 | 86.2675 | 1.0635 | 0
5923 | 106.2849 | 1.3103 | 0
5924 | 114.4282 | 1.4107 | 0
5925 | 98.6293 | 1.2159 | 0
5926 | 90.7801 | 1.1191 | 0
5927 | 71.5324 | 0.88185 | 0
5928 | 52.2124 | 0.64367 | 0
5929 | 57.4901 | 0.70873 | 0
5930 | 60.5753 | 0.74677 | 0
5931 | 60.0011 | 0.73969 | 0
5932 | 89.9315 | 1.1087 | 0
5933 | 187.2576 | 2.3085 | 0
5934 | 161.0021 | 1.9848 | 0
5935 | 155.6163 | 1.9184 | 0
5936 | 108.3381 | 1.3356 | 0
5937 | 109.4925 | 1.3498 | 0
5938 | 114.1157 | 1.4068 | 0
5939 | 107.2652 | 1.3224 | 0
5940 | 99.2483 | 1.2235 | 0
5941 | 83.7915 | 1.033 | 0
5942 | 85.5004 | 1.054 | 0
5943 | 80.6093 | 0.99375 | 0
5944 | 72.4111 | 0.89268 | 0
5945 | 77.7719 | 0.95877 | 0
5946 | 83.4833 | 1.0292 | 0
5947 | 102.752 | 1.2667 | 0
5948 | 110.6317 | 1.3639 | 0
5949 | 95.4182 | 1.1763 | 0
5950 | 87.8181 | 1.0826 | 0
5951 | 69.1774 | 0.85281 | 0
5952 | 48.8605 | 0.60235 | 0
5953 | 53.844 | 0.66378 | 0
5954 | 56.7947 | 0.70016 | 0
5955 | 56.2779 | 0.69379 | 0
5956 | 84.2813 | 1.039 | 0
5957 | 176.2594 | 2.1729 | 0
5958 | 151.5635 | 1.8685 | 0
5959 | 146.128 | 1.8015 | 0
5960 | 101.4237 | 1.2503 | 0
5961 | 102.4968 | 1.2636 | 0
5962 | 106.9578 | 1.3186 | 0
5963 | 100.4956 | 1.2389 | 0
5964 | 92.8813 | 1.145 | 0
5965 | 78.3187 | 0.96551 | 0
5966 | 79.9096 | 0.98512 | 0
5967 | 75.3831 | 0.92932 | 0
5968 | 67.6193 | 0.83361 | 0
5969 | 72.6282 | 0.89536 | 0
5970 | 77.9868 | 0.96142 | 0
5971 | 96.2376 | 1.1864 | 0
5972 | 103.6005 | 1.2772 | 0
5973 | 89.204 | 1.0997 | 0
5974 | 82.1149 | 1.0123 | 0
5975 | 64.7361 | 0.79806 | 0
5976 | 76.25 | 0.94 | 0
5977 | 77.8016 | 0.95913 | 0
5978 | 75.614 | 0.93216 | 0
5979 | 85.8358 | 1.0582 | 0
5980 | 129.4306 | 1.5956 | 0
5981 | 207.0207 | 2.5521 | 0
5982 | 235.2444 | 2.9001 | 0
5983 | 231.8018 | 2.8576 | 0
5984 | 184.5942 | 2.2757 | 0
5985 | 168.0075 | 2.0712 | 0
5986 | 157.2929 | 1.9391 | 0
5987 | 139.956 | 1.7254 | 0
5988 | 140.5732 | 1.733 | 0
5989 | 125.4307 | 1.5463 | 0
5990 | 118.0427 | 1.4552 | 0
5991 | 115.2788 | 1.4211 | 0
5992 | 110.121 | 1.3576 | 0
5993 | 116.6071 | 1.4375 | 0
5994 | 134.493 | 1.658 | 0
5995 | 152.7661 | 1.8833 | 0
5996 | 159.5556 | 1.967 | 0
5997 | 146.4046 | 1.8049 | 0
5998 | 121.6966 | 1.5003 | 0
5999 | 97.5257 | 1.2023 | 0
6000 | 67.1522 | 0.82785 | 0
6001 | 68.488 | 0.84431 | 0
6002 | 66.5302 | 0.82018 | 0
6003 | 75.4676 | 0.93036 | 0
6004 | 113.9554 | 1.4048 | 0
6005 | 182.0624 | 2.2445 | 0
6006 | 206.786 | 2.5492 | 0
6007 | 203.6508 | 2.5106 | 0
6008 | 162.4731 | 2.003 | 0
6009 | 148.0456 | 1.8251 | 0
6010 | 138.601 | 1.7087 | 0
6011 | 123.4666 | 1.5221 | 0
6012 | 123.9876 | 1.5285 | 0
6013 | 110.671 | 1.3643 | 0
6014 | 104.2422 | 1.2851 | 0
6015 | 101.7565 | 1.2544 | 0
6016 | 97.3131 | 1.1997 | 0
6017 | 103.0257 | 1.2701 | 0
6018 | 118.6926 | 1.4632 | 0
6019 | 134.6762 | 1.6603 | 0
6020 | 140.685 | 1.7344 | 0
6021 | 129.255 | 1.5934 | 0
6022 | 107.4807 | 1.325 | 0
6023 | 85.9979 | 1.0602 | 0
6024 | 72.8204 | 0.89772 | 0
6025 | 67.5826 | 0.83315 | 0
6026 | 53.8218 | 0.66351 | 0
6027 | 63.8827 | 0.78754 | 0
6028 | 88.2407 | 1.0878 | 0
6029 | 113.6652 | 1.4013 | 0
6030 | 113.5423 | 1.3997 | 0
6031 | 119.4081 | 1.4721 | 0
6032 | 105.2386 | 1.2974 | 0
6033 | 91.3232 | 1.1258 | 0
6034 | 115.7757 | 1.4273 | 0
6035 | 80.3875 | 0.99101 | 0
6036 | 82.1555 | 1.0128 | 0
6037 | 87.6543 | 1.0806 | 0
6038 | 106.8899 | 1.3177 | 0
6039 | 97.4022 | 1.2008 | 0
6040 | 89.6436 | 1.1051 | 0
6041 | 80.5824 | 0.99341 | 0
6042 | 70.3289 | 0.86701 | 0
6043 | 82.8639 | 1.0215 | 0
6044 | 86.5219 | 1.0666 | 0
6045 | 87.0695 | 1.0734 | 0
6046 | 77.2003 | 0.95172 | 0
6047 | 55.6015 | 0.68545 | 0
6048 | 57.6188 | 0.71032 | 0
6049 | 60.5543 | 0.74651 | 0
6050 | 72.3959 | 0.89249 | 0
6051 | 71.0732 | 0.87618 | 0
6052 | 104.2083 | 1.2847 | 0
6053 | 137.6632 | 1.6971 | 0
6054 | 117.0969 | 1.4436 | 0
6055 | 139.6187 | 1.7212 | 0
6056 | 105.4257 | 1.2997 | 0
6057 | 96.3551 | 1.1879 | 0
6058 | 92.6566 | 1.1423 | 0
6059 | 85.2275 | 1.0507 | 0
6060 | 85.5392 | 1.0545 | 0
6061 | 80.2064 | 0.98878 | 0
6062 | 78.6781 | 0.96994 | 0
6063 | 71.9934 | 0.88753 | 0
6064 | 69.6433 | 0.85856 | 0
6065 | 78.9006 | 0.97268 | 0
6066 | 89.4042 | 1.1022 | 0
6067 | 87.8339 | 1.0828 | 0
6068 | 103.5391 | 1.2764 | 0
6069 | 105.682 | 1.3028 | 0
6070 | 88.1532 | 1.0867 | 0
6071 | 68.6132 | 0.84586 | 0
6072 | 46.264 | 0.57034 | 0
6073 | 51.0537 | 0.62939 | 0
6074 | 53.9484 | 0.66507 | 0
6075 | 53.4918 | 0.65944 | 0
6076 | 79.9981 | 0.98621 | 0
6077 | 168.5191 | 2.0775 | 0
6078 | 144.9354 | 1.7868 | 0
6079 | 139.1604 | 1.7156 | 0
6080 | 96.0985 | 1.1847 | 0
6081 | 97.1031 | 1.1971 | 0
6082 | 101.541 | 1.2518 | 0
6083 | 95.3403 | 1.1753 | 0
6084 | 87.9527 | 1.0843 | 0
6085 | 74.008 | 0.91236 | 0
6086 | 75.5011 | 0.93077 | 0
6087 | 71.2956 | 0.87893 | 0
6088 | 63.7983 | 0.7865 | 0
6089 | 68.5288 | 0.84482 | 0
6090 | 73.6246 | 0.90764 | 0
6091 | 91.2537 | 1.125 | 0
6092 | 98.208 | 1.2107 | 0
6093 | 84.3228 | 1.0395 | 0
6094 | 77.6471 | 0.95723 | 0
6095 | 61.2956 | 0.75565 | 0
6096 | 44.955 | 0.5542 | 0
6097 | 49.6068 | 0.61155 | 0
6098 | 52.4164 | 0.64618 | 0
6099 | 51.9715 | 0.6407 | 0
6100 | 77.7282 | 0.95823 | 0
6101 | 163.6972 | 2.018 | 0
6102 | 140.7875 | 1.7356 | 0
6103 | 135.1966 | 1.6667 | 0
6104 | 93.3774 | 1.1511 | 0
6105 | 94.3539 | 1.1632 | 0
6106 | 98.6592 | 1.2163 | 0
6107 | 92.6367 | 1.142 | 0
6108 | 85.4639 | 1.0536 | 0
6109 | 71.9189 | 0.88661 | 0
6110 | 73.3703 | 0.9045 | 0
6111 | 69.2811 | 0.85409 | 0
6112 | 62.0007 | 0.76434 | 0
6113 | 66.5978 | 0.82101 | 0
6114 | 71.5486 | 0.88205 | 0
6115 | 88.6675 | 1.0931 | 0
6116 | 95.4256 | 1.1764 | 0
6117 | 81.9417 | 1.0102 | 0
6118 | 75.4536 | 0.93019 | 0
6119 | 59.5614 | 0.73427 | 0
6120 | 77.1821 | 0.95149 | 0
6121 | 78.7505 | 0.97083 | 0
6122 | 76.5341 | 0.94351 | 0
6123 | 86.8764 | 1.071 | 0
6124 | 131.0106 | 1.6151 | 0
6125 | 209.5339 | 2.5831 | 0
6126 | 238.0936 | 2.9352 | 0
6127 | 234.602 | 2.8922 | 0
6128 | 186.8441 | 2.3034 | 0
6129 | 170.0668 | 2.0966 | 0
6130 | 159.2207 | 1.9629 | 0
6131 | 141.6809 | 1.7466 | 0
6132 | 142.3042 | 1.7543 | 0
6133 | 126.9778 | 1.5654 | 0
6134 | 119.5048 | 1.4732 | 0
6135 | 116.7036 | 1.4387 | 0
6136 | 111.4895 | 1.3744 | 0
6137 | 118.0548 | 1.4554 | 0
6138 | 136.1537 | 1.6785 | 0
6139 | 154.6427 | 1.9064 | 0
6140 | 161.5172 | 1.9912 | 0
6141 | 148.2157 | 1.8272 | 0
6142 | 123.2047 | 1.5189 | 0
6143 | 98.7251 | 1.2171 | 0
6144 | 233.5818 | 2.8796 | 0
6145 | 240.0616 | 2.9595 | 0
6146 | 262.9759 | 3.2419 | 0
6147 | 283.3702 | 3.4934 | 0
6148 | 355.3824 | 4.3811 | 0
6149 | 541.1958 | 6.6718 | 0
6150 | 665.4466 | 8.2036 | 0
6151 | 663.8419 | 8.1838 | 0
6152 | 589.7544 | 7.2704 | 0
6153 | 535.1762 | 6.5976 | 0
6154 | 475.1932 | 5.8581 | 0
6155 | 442.5993 | 5.4563 | 0
6156 | 418.1251 | 5.1546 | 0
6157 | 399.3807 | 4.9235 | 0
6158 | 369.9317 | 4.5605 | 0
6159 | 367.9368 | 4.5359 | 0
6160 | 372.2416 | 4.589 | 0
6161 | 380.2712 | 4.688 | 0
6162 | 418.6649 | 5.1613 | 0
6163 | 455.5636 | 5.6162 | 0
6164 | 442.3539 | 5.4533 | 0
6165 | 423.3696 | 5.2193 | 0
6166 | 347.1824 | 4.28 | 0
6167 | 265.6304 | 3.2747 | 0
6168 | 134.5849 | 1.6592 | 0
6169 | 137.8753 | 1.6997 | 0
6170 | 134.5754 | 1.659 | 0
6171 | 153.7821 | 1.8958 | 0
6172 | 229.0298 | 2.8235 | 0
6173 | 370.035 | 4.5618 | 0
6174 | 422.2361 | 5.2053 | 0
6175 | 418.0202 | 5.1533 | 0
6176 | 327.5481 | 4.038 | 0
6177 | 295.0303 | 3.6371 | 0
6178 | 276.2714 | 3.4059 | 0
6179 | 243.2603 | 2.9989 | 0
6180 | 244.7558 | 3.0173 | 0
6181 | 217.6824 | 2.6836 | 0
6182 | 203.2447 | 2.5056 | 0
6183 | 199.2935 | 2.4569 | 0
6184 | 188.4107 | 2.3227 | 0
6185 | 199.849 | 2.4637 | 0
6186 | 232.9487 | 2.8718 | 0
6187 | 267.1655 | 3.2936 | 0
6188 | 278.6218 | 3.4348 | 0
6189 | 252.6763 | 3.115 | 0
6190 | 209.3249 | 2.5805 | 0
6191 | 170.1858 | 2.098 | 0
6192 | 131.8902 | 1.6259 | 0
6193 | 124.8054 | 1.5386 | 0
6194 | 107.616 | 1.3267 | 0
6195 | 122.9648 | 1.5159 | 0
6196 | 173.8493 | 2.1432 | 0
6197 | 232.6707 | 2.8683 | 0
6198 | 272.2808 | 3.3567 | 0
6199 | 255.6352 | 3.1515 | 0
6200 | 242.3677 | 2.9879 | 0
6201 | 222.5111 | 2.7431 | 0
6202 | 234.6291 | 2.8925 | 0
6203 | 192.1019 | 2.3682 | 0
6204 | 192.0138 | 2.3671 | 0
6205 | 184.7767 | 2.2779 | 0
6206 | 195.9265 | 2.4154 | 0
6207 | 185.5868 | 2.2879 | 0
6208 | 181.3546 | 2.2357 | 0
6209 | 173.647 | 2.1407 | 0
6210 | 161.4207 | 1.99 | 0
6211 | 184.2069 | 2.2709 | 0
6212 | 188.0018 | 2.3177 | 0
6213 | 187.8255 | 2.3155 | 0
6214 | 160.135 | 1.9741 | 0
6215 | 117.9939 | 1.4546 | 0
6216 | 105.4088 | 1.2995 | 0
6217 | 109.0027 | 1.3438 | 0
6218 | 132.8562 | 1.6378 | 0
6219 | 133.438 | 1.645 | 0
6220 | 201.4403 | 2.4833 | 0
6221 | 277.3332 | 3.4189 | 0
6222 | 279.266 | 3.4428 | 0
6223 | 275.3909 | 3.395 | 0
6224 | 212.5016 | 2.6197 | 0
6225 | 189.0596 | 2.3307 | 0
6226 | 180.326 | 2.223 | 0
6227 | 162.9181 | 2.0084 | 0
6228 | 162.3931 | 2.002 | 0
6229 | 151.9413 | 1.8731 | 0
6230 | 143.0551 | 1.7636 | 0
6231 | 136.402 | 1.6816 | 0
6232 | 139.3008 | 1.7173 | 0
6233 | 157.4161 | 1.9406 | 0
6234 | 175.3219 | 2.1614 | 0
6235 | 176.9982 | 2.182 | 0
6236 | 203.98 | 2.5147 | 0
6237 | 210.5714 | 2.5959 | 0
6238 | 167.7419 | 2.0679 | 0
6239 | 130.3919 | 1.6075 | 0
6240 | 75.4953 | 0.9307 | 0
6241 | 77.0371 | 0.94971 | 0
6242 | 74.8767 | 0.92307 | 0
6243 | 85.009 | 1.048 | 0
6244 | 128.1554 | 1.5799 | 0
6245 | 205.0181 | 2.5274 | 0
6246 | 232.9863 | 2.8722 | 0
6247 | 229.5964 | 2.8304 | 0
6248 | 182.7845 | 2.2534 | 0
6249 | 166.3296 | 2.0505 | 0
6250 | 155.7226 | 1.9197 | 0
6251 | 138.5331 | 1.7078 | 0
6252 | 139.1483 | 1.7154 | 0
6253 | 124.1521 | 1.5305 | 0
6254 | 116.8233 | 1.4402 | 0
6255 | 114.096 | 1.4066 | 0
6256 | 108.9715 | 1.3434 | 0
6257 | 115.3932 | 1.4226 | 0
6258 | 133.1175 | 1.6411 | 0
6259 | 151.2293 | 1.8643 | 0
6260 | 157.9464 | 1.9472 | 0
6261 | 144.8982 | 1.7863 | 0
6262 | 120.4374 | 1.4847 | 0
6263 | 96.5409 | 1.1901 | 0
6264 | 70.8035 | 0.87286 | 0
6265 | 72.218 | 0.8903 | 0
6266 | 70.16 | 0.86493 | 0
6267 | 79.5962 | 0.98126 | 0
6268 | 120.1579 | 1.4813 | 0
6269 | 192.0129 | 2.3671 | 0
6270 | 218.1073 | 2.6888 | 0
6271 | 214.8222 | 2.6483 | 0
6272 | 171.3264 | 2.1121 | 0
6273 | 156.0785 | 1.9241 | 0
6274 | 146.1221 | 1.8014 | 0
6275 | 130.1381 | 1.6043 | 0
6276 | 130.6919 | 1.6112 | 0
6277 | 116.6474 | 1.438 | 0
6278 | 109.8536 | 1.3543 | 0
6279 | 107.2431 | 1.3221 | 0
6280 | 102.5383 | 1.2641 | 0
6281 | 108.5615 | 1.3383 | 0
6282 | 125.0971 | 1.5422 | 0
6283 | 141.9716 | 1.7502 | 0
6284 | 148.3012 | 1.8282 | 0
6285 | 136.2195 | 1.6793 | 0
6286 | 113.2641 | 1.3963 | 0
6287 | 90.6522 | 1.1176 | 0
6288 | 121.2099 | 1.4943 | 0
6289 | 124.0527 | 1.5293 | 0
6290 | 120.9582 | 1.4912 | 0
6291 | 138.0017 | 1.7013 | 0
6292 | 206.1425 | 2.5413 | 0
6293 | 332.2488 | 4.0959 | 0
6294 | 378.7412 | 4.6691 | 0
6295 | 374.5378 | 4.6173 | 0
6296 | 294.6184 | 3.632 | 0
6297 | 266.0404 | 3.2797 | 0
6298 | 249.1123 | 3.071 | 0
6299 | 219.9085 | 2.711 | 0
6300 | 221.1667 | 2.7265 | 0
6301 | 196.8594 | 2.4269 | 0
6302 | 184.1619 | 2.2703 | 0
6303 | 180.4007 | 2.224 | 0
6304 | 170.9881 | 2.1079 | 0
6305 | 181.2919 | 2.235 | 0
6306 | 210.7678 | 2.5983 | 0
6307 | 241.1551 | 2.9729 | 0
6308 | 251.5881 | 3.1016 | 0
6309 | 228.8182 | 2.8209 | 0
6310 | 189.7184 | 2.3388 | 0
6311 | 153.6992 | 1.8948 | 0
6312 | 175.1922 | 2.1598 | 0
6313 | 179.2295 | 2.2095 | 0
6314 | 194.4706 | 2.3974 | 0
6315 | 210.018 | 2.5891 | 0
6316 | 267.0043 | 3.2916 | 0
6317 | 406.857 | 5.0157 | 0
6318 | 497.4331 | 6.1323 | 0
6319 | 492.6021 | 6.0728 | 0
6320 | 439.822 | 5.4221 | 0
6321 | 400.0833 | 4.9322 | 0
6322 | 357.3159 | 4.405 | 0
6323 | 333.3335 | 4.1093 | 0
6324 | 315.8695 | 3.894 | 0
6325 | 302.1319 | 3.7247 | 0
6326 | 280.9168 | 3.4631 | 0
6327 | 279.752 | 3.4488 | 0
6328 | 283.4506 | 3.4944 | 0
6329 | 290.3821 | 3.5798 | 0
6330 | 319.0205 | 3.9329 | 0
6331 | 346.7015 | 4.2741 | 0
6332 | 338.5233 | 4.1733 | 0
6333 | 324.0107 | 3.9944 | 0
6334 | 265.8567 | 3.2775 | 0
6335 | 201.9885 | 2.4901 | 0
6336 | 199.7104 | 2.462 | 0
6337 | 204.7099 | 2.5236 | 0
6338 | 223.0231 | 2.7494 | 0
6339 | 240.6251 | 2.9664 | 0
6340 | 304.1503 | 3.7495 | 0
6341 | 463.3398 | 5.712 | 0
6342 | 567.8546 | 7.0005 | 0
6343 | 564.0987 | 6.9542 | 0
6344 | 502.5863 | 6.1958 | 0
6345 | 456.7086 | 5.6303 | 0
6346 | 406.8835 | 5.016 | 0
6347 | 379.3208 | 4.6762 | 0
6348 | 358.982 | 4.4255 | 0
6349 | 343.1668 | 4.2305 | 0
6350 | 318.5614 | 3.9272 | 0
6351 | 317.0736 | 3.9089 | 0
6352 | 321.063 | 3.958 | 0
6353 | 328.5257 | 4.05 | 0
6354 | 361.2483 | 4.4534 | 0
6355 | 392.8003 | 4.8424 | 0
6356 | 382.6427 | 4.7172 | 0
6357 | 366.2313 | 4.5149 | 0
6358 | 300.4269 | 3.7036 | 0
6359 | 228.9249 | 2.8222 | 0
6360 | 250.0274 | 3.0823 | 0
6361 | 208.3176 | 2.5681 | 0
6362 | 227.8776 | 2.8093 | 0
6363 | 217.8318 | 2.6854 | 0
6364 | 279.4697 | 3.4453 | 0
6365 | 380.2776 | 4.688 | 0
6366 | 426.8234 | 5.2618 | 0
6367 | 423.0779 | 5.2157 | 0
6368 | 422.2858 | 5.2059 | 0
6369 | 399.0016 | 4.9189 | 0
6370 | 393.9643 | 4.8568 | 0
6371 | 322.7729 | 3.9791 | 0
6372 | 324.9235 | 4.0056 | 0
6373 | 306.0813 | 3.7733 | 0
6374 | 311.9259 | 3.8454 | 0
6375 | 292.6748 | 3.6081 | 0
6376 | 301.197 | 3.7131 | 0
6377 | 284.4146 | 3.5062 | 0
6378 | 288.6795 | 3.5588 | 0
6379 | 320.1558 | 3.9469 | 0
6380 | 326.594 | 4.0262 | 0
6381 | 313.6842 | 3.8671 | 0
6382 | 270.7885 | 3.3383 | 0
6383 | 204.0239 | 2.5152 | 0
6384 | 200.8792 | 2.4764 | 0
6385 | 206.1871 | 2.5419 | 0
6386 | 220.7991 | 2.722 | 0
6387 | 256.2128 | 3.1586 | 0
6388 | 391.9139 | 4.8315 | 0
6389 | 533.5556 | 6.5776 | 0
6390 | 461.8882 | 5.6941 | 0
6391 | 499.9114 | 6.1629 | 0
6392 | 428.8149 | 5.2864 | 0
6393 | 366.4236 | 4.5172 | 0
6394 | 352.1493 | 4.3413 | 0
6395 | 321.7096 | 3.966 | 0
6396 | 319.7792 | 3.9422 | 0
6397 | 294.3785 | 3.6291 | 0
6398 | 292.4933 | 3.6058 | 0
6399 | 281.6124 | 3.4717 | 0
6400 | 307.7239 | 3.7936 | 0
6401 | 314.9819 | 3.8831 | 0
6402 | 342.7333 | 4.2252 | 0
6403 | 354.5413 | 4.3708 | 0
6404 | 356.56 | 4.3956 | 0
6405 | 355.7195 | 4.3853 | 0
6406 | 294.8458 | 3.6348 | 0
6407 | 236.2638 | 2.9126 | 0
6408 | 109.6466 | 1.3517 | 0
6409 | 112.1423 | 1.3825 | 0
6410 | 109.2657 | 1.347 | 0
6411 | 124.5231 | 1.5351 | 0
6412 | 186.3971 | 2.2979 | 0
6413 | 299.9151 | 3.6973 | 0
6414 | 341.644 | 4.2118 | 0
6415 | 337.5857 | 4.1617 | 0
6416 | 266.2741 | 3.2826 | 0
6417 | 240.8683 | 2.9694 | 0
6418 | 225.5342 | 2.7804 | 0
6419 | 199.448 | 2.4588 | 0
6420 | 200.5303 | 2.4721 | 0
6421 | 178.5895 | 2.2016 | 0
6422 | 167.2956 | 2.0624 | 0
6423 | 163.7657 | 2.0189 | 0
6424 | 155.4958 | 1.9169 | 0
6425 | 164.818 | 2.0319 | 0
6426 | 191.2714 | 2.358 | 0
6427 | 218.4896 | 2.6935 | 0
6428 | 227.9999 | 2.8108 | 0
6429 | 207.7783 | 2.5615 | 0
6430 | 172.3729 | 2.125 | 0
6431 | 139.305 | 1.7173 | 0
6432 | 62.6329 | 0.77213 | 0
6433 | 68.9258 | 0.84971 | 0
6434 | 72.5727 | 0.89467 | 0
6435 | 71.8664 | 0.88596 | 0
6436 | 107.7751 | 1.3286 | 0
6437 | 223.759 | 2.7585 | 0
6438 | 192.3706 | 2.3715 | 0
6439 | 186.2466 | 2.296 | 0
6440 | 129.9254 | 1.6017 | 0
6441 | 131.3163 | 1.6189 | 0
6442 | 136.7476 | 1.6858 | 0
6443 | 128.5737 | 1.585 | 0
6444 | 119.0522 | 1.4677 | 0
6445 | 100.5941 | 1.2401 | 0
6446 | 102.6511 | 1.2655 | 0
6447 | 96.7408 | 1.1926 | 0
6448 | 86.9846 | 1.0723 | 0
6449 | 93.422 | 1.1517 | 0
6450 | 100.2615 | 1.236 | 0
6451 | 123.1893 | 1.5187 | 0
6452 | 132.6508 | 1.6353 | 0
6453 | 114.537 | 1.412 | 0
6454 | 105.4004 | 1.2994 | 0
6455 | 82.9838 | 1.023 | 0
6456 | 66.2814 | 0.81711 | 0
6457 | 67.5983 | 0.83335 | 0
6458 | 65.6643 | 0.8095 | 0
6459 | 74.4824 | 0.91821 | 0
6460 | 112.476 | 1.3866 | 0
6461 | 179.6882 | 2.2152 | 0
6462 | 204.0843 | 2.5159 | 0
6463 | 200.9844 | 2.4777 | 0
6464 | 160.3612 | 1.9769 | 0
6465 | 146.1302 | 1.8015 | 0
6466 | 136.8076 | 1.6866 | 0
6467 | 121.8764 | 1.5025 | 0
6468 | 122.3895 | 1.5088 | 0
6469 | 109.2466 | 1.3468 | 0
6470 | 102.9052 | 1.2686 | 0
6471 | 100.4491 | 1.2383 | 0
6472 | 96.0683 | 1.1843 | 0
6473 | 101.707 | 1.2538 | 0
6474 | 117.1663 | 1.4444 | 0
6475 | 132.9369 | 1.6388 | 0
6476 | 138.8693 | 1.712 | 0
6477 | 127.5954 | 1.573 | 0
6478 | 106.1027 | 1.308 | 0
6479 | 84.8883 | 1.0465 | 0
6480 | 97.4686 | 1.2016 | 0
6481 | 99.588 | 1.2277 | 0
6482 | 96.9302 | 1.1949 | 0
6483 | 110.2838 | 1.3596 | 0
6484 | 165.5908 | 2.0414 | 0
6485 | 265.7728 | 3.2764 | 0
6486 | 302.4389 | 3.7284 | 0
6487 | 298.4973 | 3.6799 | 0
6488 | 236.3893 | 2.9142 | 0
6489 | 214.3872 | 2.6429 | 0
6490 | 200.7288 | 2.4746 | 0
6491 | 177.9726 | 2.194 | 0
6492 | 178.8618 | 2.205 | 0
6493 | 159.4201 | 1.9653 | 0
6494 | 149.6314 | 1.8446 | 0
6495 | 146.3271 | 1.8039 | 0
6496 | 139.2951 | 1.7172 | 0
6497 | 147.5836 | 1.8194 | 0
6498 | 170.8244 | 2.1059 | 0
6499 | 194.6669 | 2.3998 | 0
6500 | 203.2156 | 2.5052 | 0
6501 | 185.7306 | 2.2897 | 0
6502 | 154.211 | 1.9011 | 0
6503 | 124.1833 | 1.5309 | 0
6504 | 84.0729 | 1.0364 | 0
6505 | 85.8164 | 1.0579 | 0
6506 | 83.4376 | 1.0286 | 0
6507 | 94.7771 | 1.1684 | 0
6508 | 142.7439 | 1.7597 | 0
6509 | 228.5346 | 2.8174 | 0
6510 | 259.7952 | 3.2027 | 0
6511 | 256.1097 | 3.1573 | 0
6512 | 203.6353 | 2.5104 | 0
6513 | 185.1549 | 2.2826 | 0
6514 | 173.3501 | 2.137 | 0
6515 | 154.0917 | 1.8996 | 0
6516 | 154.7963 | 1.9083 | 0
6517 | 138.0797 | 1.7022 | 0
6518 | 129.8509 | 1.6008 | 0
6519 | 126.8584 | 1.5639 | 0
6520 | 121.0661 | 1.4925 | 0
6521 | 128.217 | 1.5806 | 0
6522 | 148.0286 | 1.8249 | 0
6523 | 168.2927 | 2.0747 | 0
6524 | 175.7476 | 2.1666 | 0
6525 | 161.0854 | 1.9858 | 0
6526 | 133.8579 | 1.6502 | 0
6527 | 107.4158 | 1.3242 | 0
6528 | 177.3813 | 2.1867 | 0
6529 | 167.3568 | 2.0632 | 0
6530 | 143.4421 | 1.7683 | 0
6531 | 164.5766 | 2.0289 | 0
6532 | 229.9456 | 2.8348 | 0
6533 | 305.1075 | 3.7613 | 0
6534 | 359.0131 | 4.4259 | 0
6535 | 336.8252 | 4.1524 | 0
6536 | 320.5143 | 3.9513 | 0
6537 | 292.6382 | 3.6076 | 0
6538 | 311.6047 | 3.8414 | 0
6539 | 251.931 | 3.1058 | 0
6540 | 251.955 | 3.1061 | 0
6541 | 243.612 | 3.0032 | 0
6542 | 259.7956 | 3.2027 | 0
6543 | 245.9693 | 3.0323 | 0
6544 | 239.6215 | 2.954 | 0
6545 | 227.6573 | 2.8065 | 0
6546 | 208.486 | 2.5702 | 0
6547 | 239.5492 | 2.9531 | 0
6548 | 243.6727 | 3.004 | 0
6549 | 243.7206 | 3.0046 | 0
6550 | 207.8981 | 2.563 | 0
6551 | 153.2745 | 1.8896 | 0
6552 | 118.7973 | 1.4645 | 0
6553 | 123.0007 | 1.5163 | 0
6554 | 150.8949 | 1.8602 | 0
6555 | 151.3144 | 1.8654 | 0
6556 | 227.8936 | 2.8095 | 0
6557 | 313.1356 | 3.8603 | 0
6558 | 314.5159 | 3.8773 | 0
6559 | 310.5296 | 3.8282 | 0
6560 | 238.3823 | 2.9388 | 0
6561 | 211.3335 | 2.6053 | 0
6562 | 201.724 | 2.4868 | 0
6563 | 181.8708 | 2.2421 | 0
6564 | 181.3093 | 2.2352 | 0
6565 | 169.8176 | 2.0935 | 0
6566 | 159.5833 | 1.9673 | 0
6567 | 152.1649 | 1.8759 | 0
6568 | 155.4337 | 1.9162 | 0
6569 | 176.156 | 2.1716 | 0
6570 | 196.3954 | 2.4211 | 0
6571 | 197.8616 | 2.4392 | 0
6572 | 228.7633 | 2.8202 | 0
6573 | 236.5096 | 2.9157 | 0
6574 | 187.9971 | 2.3176 | 0
6575 | 146.436 | 1.8053 | 0
6576 | 94.7296 | 1.1678 | 0
6577 | 96.7809 | 1.1931 | 0
6578 | 94.189 | 1.1612 | 0
6579 | 107.1492 | 1.3209 | 0
6580 | 160.9286 | 1.9839 | 0
6581 | 258.232 | 3.1835 | 0
6582 | 293.8305 | 3.6223 | 0
6583 | 289.9707 | 3.5747 | 0
6584 | 229.7196 | 2.832 | 0
6585 | 208.3864 | 2.569 | 0
6586 | 195.1094 | 2.4053 | 0
6587 | 173.0304 | 2.1331 | 0
6588 | 173.8882 | 2.1437 | 0
6589 | 154.9982 | 1.9108 | 0
6590 | 145.5064 | 1.7938 | 0
6591 | 142.2805 | 1.754 | 0
6592 | 135.4739 | 1.6701 | 0
6593 | 143.5297 | 1.7694 | 0
6594 | 166.0934 | 2.0476 | 0
6595 | 189.2352 | 2.3329 | 0
6596 | 197.552 | 2.4354 | 0
6597 | 180.6011 | 2.2264 | 0
6598 | 149.9631 | 1.8487 | 0
6599 | 120.7241 | 1.4883 | 0
6600 | 120.946 | 1.491 | 0
6601 | 123.776 | 1.5259 | 0
6602 | 120.6814 | 1.4878 | 0
6603 | 137.6739 | 1.6972 | 0
6604 | 205.6867 | 2.5357 | 0
6605 | 331.4699 | 4.0863 | 0
6606 | 377.8325 | 4.6579 | 0
6607 | 373.6161 | 4.6059 | 0
6608 | 293.9561 | 3.6239 | 0
6609 | 265.479 | 3.2728 | 0
6610 | 248.586 | 3.0645 | 0
6611 | 219.4746 | 2.7057 | 0
6612 | 220.7251 | 2.7211 | 0
6613 | 196.475 | 2.4221 | 0
6614 | 183.8217 | 2.2661 | 0
6615 | 180.0577 | 2.2197 | 0
6616 | 170.6869 | 2.1042 | 0
6617 | 180.9683 | 2.231 | 0
6618 | 210.3618 | 2.5933 | 0
6619 | 240.6595 | 2.9668 | 0
6620 | 251.076 | 3.0952 | 0
6621 | 228.3883 | 2.8156 | 0
6622 | 189.3706 | 2.3345 | 0
6623 | 153.3878 | 1.891 | 0
6624 | 99.0508 | 1.2211 | 0
6625 | 101.2089 | 1.2477 | 0
6626 | 98.5121 | 1.2144 | 0
6627 | 112.0914 | 1.3819 | 0
6628 | 168.2833 | 2.0746 | 0
6629 | 270.1223 | 3.33 | 0
6630 | 307.4017 | 3.7896 | 0
6631 | 303.4103 | 3.7404 | 0
6632 | 240.2398 | 2.9617 | 0
6633 | 217.8559 | 2.6857 | 0
6634 | 203.9769 | 2.5146 | 0
6635 | 180.8331 | 2.2293 | 0
6636 | 181.7398 | 2.2405 | 0
6637 | 161.9798 | 1.9969 | 0
6638 | 152.0216 | 1.8741 | 0
6639 | 148.6707 | 1.8328 | 0
6640 | 141.5111 | 1.7445 | 0
6641 | 149.9341 | 1.8484 | 0
6642 | 173.5637 | 2.1397 | 0
6643 | 197.8081 | 2.4386 | 0
6644 | 206.4916 | 2.5456 | 0
6645 | 188.7021 | 2.3263 | 0
6646 | 156.6728 | 1.9314 | 0
6647 | 126.1843 | 1.5556 | 0
6648 | 111.8802 | 1.3793 | 0
6649 | 114.4337 | 1.4107 | 0
6650 | 111.5056 | 1.3746 | 0
6651 | 127.0883 | 1.5667 | 0
6652 | 190.2015 | 2.3448 | 0
6653 | 306.0828 | 3.7734 | 0
6654 | 348.6917 | 4.2986 | 0
6655 | 344.5741 | 4.2479 | 0
6656 | 271.72 | 3.3497 | 0
6657 | 245.7561 | 3.0297 | 0
6658 | 230.1115 | 2.8368 | 0
6659 | 203.4637 | 2.5083 | 0
6660 | 204.5731 | 2.522 | 0
6661 | 182.181 | 2.2459 | 0
6662 | 170.6395 | 2.1036 | 0
6663 | 167.0493 | 2.0594 | 0
6664 | 158.5887 | 1.9551 | 0
6665 | 168.1006 | 2.0723 | 0
6666 | 195.1121 | 2.4053 | 0
6667 | 222.9094 | 2.748 | 0
6668 | 232.6068 | 2.8676 | 0
6669 | 211.9389 | 2.6128 | 0
6670 | 175.8156 | 2.1674 | 0
6671 | 142.1183 | 1.752 | 0
6672 | 120.0322 | 1.4797 | 0
6673 | 122.8369 | 1.5143 | 0
6674 | 119.7618 | 1.4764 | 0
6675 | 136.6176 | 1.6842 | 0
6676 | 204.1286 | 2.5165 | 0
6677 | 328.9326 | 4.0551 | 0
6678 | 374.9278 | 4.6221 | 0
6679 | 370.73 | 4.5703 | 0
6680 | 291.723 | 3.5963 | 0
6681 | 263.4842 | 3.2482 | 0
6682 | 246.7177 | 3.0415 | 0
6683 | 217.8434 | 2.6856 | 0
6684 | 219.0817 | 2.7008 | 0
6685 | 195.0172 | 2.4042 | 0
6686 | 182.4695 | 2.2495 | 0
6687 | 178.7273 | 2.2033 | 0
6688 | 169.44 | 2.0888 | 0
6689 | 179.6438 | 2.2146 | 0
6690 | 208.8043 | 2.5741 | 0
6691 | 238.859 | 2.9446 | 0
6692 | 249.2007 | 3.0721 | 0
6693 | 226.7039 | 2.7948 | 0
6694 | 187.9791 | 2.3174 | 0
6695 | 152.2429 | 1.8768 | 0
6696 | 85.5363 | 1.0545 | 0
6697 | 81.1614 | 1.0006 | 0
6698 | 70.3663 | 0.86747 | 0
6699 | 80.1028 | 0.9875 | 0
6700 | 114.4626 | 1.4111 | 0
6701 | 154.3607 | 1.9029 | 0
6702 | 179.7688 | 2.2162 | 0
6703 | 168.8852 | 2.082 | 0
6704 | 159.6013 | 1.9676 | 0
6705 | 147.2424 | 1.8152 | 0
6706 | 153.9184 | 1.8975 | 0
6707 | 127.4362 | 1.571 | 0
6708 | 127.3159 | 1.5695 | 0
6709 | 122.006 | 1.5041 | 0
6710 | 128.7106 | 1.5867 | 0
6711 | 121.9695 | 1.5036 | 0
6712 | 119.5155 | 1.4734 | 0
6713 | 115.2252 | 1.4205 | 0
6714 | 108.505 | 1.3376 | 0
6715 | 123.0978 | 1.5175 | 0
6716 | 125.9934 | 1.5532 | 0
6717 | 125.7527 | 1.5503 | 0
6718 | 107.1653 | 1.3211 | 0
6719 | 78.9252 | 0.97298 | 0
6720 | 147.1855 | 1.8145 | 0
6721 | 152.7864 | 1.8835 | 0
6722 | 189.9433 | 2.3416 | 0
6723 | 189.8563 | 2.3405 | 0
6724 | 284.5798 | 3.5083 | 0
6725 | 389.4457 | 4.8011 | 0
6726 | 389.1053 | 4.7969 | 0
6727 | 385.1454 | 4.748 | 0
6728 | 292.4946 | 3.6059 | 0
6729 | 257.3652 | 3.1728 | 0
6730 | 246.0593 | 3.0334 | 0
6731 | 220.8597 | 2.7227 | 0
6732 | 220.2418 | 2.7151 | 0
6733 | 206.7427 | 2.5487 | 0
6734 | 193.4996 | 2.3854 | 0
6735 | 184.5133 | 2.2747 | 0
6736 | 188.5675 | 2.3246 | 0
6737 | 215.0282 | 2.6509 | 0
6738 | 240.2566 | 2.9619 | 0
6739 | 240.9861 | 2.9709 | 0
6740 | 280.5381 | 3.4585 | 0
6741 | 290.9521 | 3.5868 | 0
6742 | 230.2225 | 2.8382 | 0
6743 | 180.0989 | 2.2202 | 0
6744 | 240.8292 | 2.9689 | 0
6745 | 247.6689 | 3.0532 | 0
6746 | 271.6696 | 3.3491 | 0
6747 | 292.6482 | 3.6077 | 0
6748 | 366.3205 | 4.516 | 0
6749 | 557.805 | 6.8766 | 0
6750 | 686.4157 | 8.4621 | 0
6751 | 685.4614 | 8.4503 | 0
6752 | 608.5371 | 7.502 | 0
6753 | 552.0346 | 6.8054 | 0
6754 | 489.7617 | 6.0377 | 0
6755 | 456.067 | 5.6224 | 0
6756 | 430.6612 | 5.3092 | 0
6757 | 411.2732 | 5.0701 | 0
6758 | 380.7421 | 4.6938 | 0
6759 | 378.6213 | 4.6676 | 0
6760 | 382.969 | 4.7212 | 0
6761 | 391.0723 | 4.8211 | 0
6762 | 430.6876 | 5.3095 | 0
6763 | 468.73 | 5.7785 | 0
6764 | 454.7767 | 5.6065 | 0
6765 | 435.2562 | 5.3658 | 0
6766 | 356.9004 | 4.3998 | 0
6767 | 273.3397 | 3.3697 | 0
6768 | 291.9894 | 3.5996 | 0
6769 | 301.1891 | 3.713 | 0
6770 | 332.4329 | 4.0982 | 0
6771 | 357.591 | 4.4084 | 0
6772 | 443.6339 | 5.4691 | 0
6773 | 675.2582 | 8.3245 | 0
6774 | 834.0732 | 10.2824 | 0
6775 | 836.9151 | 10.3174 | 0
6776 | 740.5765 | 9.1298 | 0
6777 | 670.7522 | 8.269 | 0
6778 | 592.8015 | 7.308 | 0
6779 | 551.4376 | 6.7981 | 0
6780 | 519.651 | 6.4062 | 0
6781 | 495.7904 | 6.1121 | 0
6782 | 457.8117 | 5.6439 | 0
6783 | 454.8748 | 5.6077 | 0
6784 | 459.6282 | 5.6663 | 0
6785 | 468.4508 | 5.775 | 0
6786 | 516.6557 | 6.3693 | 0
6787 | 562.7729 | 6.9378 | 0
6788 | 543.9489 | 6.7058 | 0
6789 | 520.5836 | 6.4177 | 0
6790 | 426.6976 | 5.2603 | 0
6791 | 328.3648 | 4.0481 | 0
6792 | 294.8998 | 3.6355 | 0
6793 | 304.2563 | 3.7508 | 0
6794 | 335.9655 | 4.1418 | 0
6795 | 361.3545 | 4.4548 | 0
6796 | 448.0194 | 5.5231 | 0
6797 | 681.9137 | 8.4066 | 0
6798 | 842.5187 | 10.3865 | 0
6799 | 845.6761 | 10.4254 | 0
6800 | 748.1567 | 9.2232 | 0
6801 | 677.5416 | 8.3527 | 0
6802 | 598.6381 | 7.38 | 0
6803 | 556.8252 | 6.8645 | 0
6804 | 524.6512 | 6.4679 | 0
6805 | 500.5273 | 6.1705 | 0
6806 | 462.1009 | 5.6967 | 0
6807 | 459.1086 | 5.6599 | 0
6808 | 463.8721 | 5.7186 | 0
6809 | 472.7107 | 5.8275 | 0
6810 | 521.4085 | 6.4279 | 0
6811 | 567.985 | 7.0021 | 0
6812 | 548.8364 | 6.766 | 0
6813 | 525.2599 | 6.4754 | 0
6814 | 430.5182 | 5.3074 | 0
6815 | 331.4192 | 4.0857 | 0
6816 | 297.7743 | 3.6709 | 0
6817 | 307.301 | 3.7884 | 0
6818 | 339.5057 | 4.1854 | 0
6819 | 365.1181 | 4.5011 | 0
6820 | 452.3425 | 5.5764 | 0
6821 | 688.47 | 8.4874 | 0
6822 | 850.8913 | 10.4897 | 0
6823 | 854.4272 | 10.5333 | 0
6824 | 755.6899 | 9.3161 | 0
6825 | 684.2718 | 8.4357 | 0
6826 | 604.3862 | 7.4508 | 0
6827 | 562.1213 | 6.9298 | 0
6828 | 529.5481 | 6.5282 | 0
6829 | 505.1583 | 6.2276 | 0
6830 | 466.2737 | 5.7482 | 0
6831 | 463.2204 | 5.7105 | 0
6832 | 467.9853 | 5.7693 | 0
6833 | 476.8229 | 5.8782 | 0
6834 | 526.0106 | 6.4846 | 0
6835 | 573.0404 | 7.0644 | 0
6836 | 553.5394 | 6.824 | 0
6837 | 529.7593 | 6.5308 | 0
6838 | 434.1912 | 5.3527 | 0
6839 | 334.3853 | 4.1223 | 0
6840 | 309.7572 | 3.8187 | 0
6841 | 319.8591 | 3.9432 | 0
6842 | 353.8136 | 4.3618 | 0
6843 | 380.3981 | 4.6895 | 0
6844 | 470.4385 | 5.7995 | 0
6845 | 715.9542 | 8.8262 | 0
6846 | 885.5217 | 10.9166 | 0
6847 | 890.046 | 10.9724 | 0
6848 | 786.6852 | 9.6982 | 0
6849 | 712.1141 | 8.7789 | 0
6850 | 628.4956 | 7.748 | 0
6851 | 584.4216 | 7.2047 | 0
6852 | 550.3295 | 6.7844 | 0
6853 | 524.8833 | 6.4707 | 0
6854 | 484.2305 | 5.9696 | 0
6855 | 480.977 | 5.9294 | 0
6856 | 485.8241 | 5.9892 | 0
6857 | 494.8052 | 6.0999 | 0
6858 | 546.0091 | 6.7312 | 0
6859 | 594.9301 | 7.3343 | 0
6860 | 574.2409 | 7.0792 | 0
6861 | 549.5677 | 6.775 | 0
6862 | 450.3898 | 5.5524 | 0
6863 | 347.1979 | 4.2802 | 0
6864 | 286.2121 | 3.5284 | 0
6865 | 237.3512 | 2.926 | 0
6866 | 260.6191 | 3.2129 | 0
6867 | 247.9682 | 3.0569 | 0
6868 | 316.4493 | 3.9012 | 0
6869 | 428.4555 | 5.282 | 0
6870 | 480.3703 | 5.922 | 0
6871 | 477.9495 | 5.8921 | 0
6872 | 478.0648 | 5.8935 | 0
6873 | 451.8955 | 5.5709 | 0
6874 | 446.8351 | 5.5085 | 0
6875 | 363.9348 | 4.4866 | 0
6876 | 366.8264 | 4.5222 | 0
6877 | 345.1254 | 4.2547 | 0
6878 | 352.5441 | 4.3461 | 0
6879 | 329.7841 | 4.0656 | 0
6880 | 339.4144 | 4.1843 | 0
6881 | 318.9091 | 3.9315 | 0
6882 | 322.6995 | 3.9782 | 0
6883 | 358.4719 | 4.4192 | 0
6884 | 365.5779 | 4.5068 | 0
6885 | 351.1822 | 4.3293 | 0
6886 | 303.8511 | 3.7459 | 0
6887 | 229.5183 | 2.8295 | 0
6888 | 215.4853 | 2.6565 | 0
6889 | 221.4284 | 2.7298 | 0
6890 | 237.5885 | 2.929 | 0
6891 | 275.9132 | 3.4014 | 0
6892 | 422.2662 | 5.2057 | 0
6893 | 573.6348 | 7.0717 | 0
6894 | 493.434 | 6.083 | 0
6895 | 536.26 | 6.611 | 0
6896 | 458.9581 | 5.658 | 0
6897 | 391.3011 | 4.8239 | 0
6898 | 376.1635 | 4.6373 | 0
6899 | 343.3108 | 4.2323 | 0
6900 | 341.4059 | 4.2088 | 0
6901 | 313.8437 | 3.869 | 0
6902 | 312.0935 | 3.8475 | 0
6903 | 300.1062 | 3.6997 | 0
6904 | 328.4895 | 4.0496 | 0
6905 | 336.0013 | 4.1422 | 0
6906 | 365.6975 | 4.5083 | 0
6907 | 377.9008 | 4.6587 | 0
6908 | 379.8394 | 4.6826 | 0
6909 | 379.3814 | 4.677 | 0
6910 | 314.5032 | 3.8772 | 0
6911 | 252.7676 | 3.1161 | 0
6912 | 212.8415 | 2.6239 | 0
6913 | 218.4422 | 2.6929 | 0
6914 | 238.6038 | 2.9415 | 0
6915 | 257.28 | 3.1717 | 0
6916 | 323.9964 | 3.9942 | 0
6917 | 493.4912 | 6.0837 | 0
6918 | 605.7441 | 7.4676 | 0
6919 | 602.9428 | 7.433 | 0
6920 | 536.4626 | 6.6135 | 0
6921 | 487.1722 | 6.0058 | 0
6922 | 433.3352 | 5.3421 | 0
6923 | 403.8067 | 4.9781 | 0
6924 | 381.835 | 4.7072 | 0
6925 | 364.8735 | 4.4981 | 0
6926 | 338.3614 | 4.1713 | 0
6927 | 336.666 | 4.1504 | 0
6928 | 340.762 | 4.2009 | 0
6929 | 348.4142 | 4.2952 | 0
6930 | 383.3406 | 4.7258 | 0
6931 | 416.9652 | 5.1403 | 0
6932 | 405.5669 | 4.9998 | 0
6933 | 388.1671 | 4.7853 | 0
6934 | 318.3712 | 3.9249 | 0
6935 | 243.063 | 2.9965 | 0
6936 | 477.0439 | 5.881 | 0
6937 | 513.6745 | 6.3325 | 0
6938 | 531.589 | 6.5534 | 0
6939 | 551.7706 | 6.8022 | 0
6940 | 650.0474 | 8.0137 | 0
6941 | 852.7999 | 10.5133 | 0
6942 | 992.212 | 12.2319 | 0
6943 | 1112.6349 | 13.7165 | 0
6944 | 1127.7001 | 13.9022 | 0
6945 | 1022.7881 | 12.6089 | 0
6946 | 943.4737 | 11.6311 | 0
6947 | 895.956 | 11.0453 | 0
6948 | 850.0042 | 10.4788 | 0
6949 | 804.9262 | 9.9231 | 0
6950 | 791.4174 | 9.7565 | 0
6951 | 791.8363 | 9.7617 | 0
6952 | 817.8074 | 10.0819 | 0
6953 | 855.3574 | 10.5448 | 0
6954 | 845.7176 | 10.4259 | 0
6955 | 823.8525 | 10.1564 | 0
6956 | 757.4554 | 9.3379 | 0
6957 | 691.9135 | 8.5299 | 0
6958 | 610.2771 | 7.5234 | 0
6959 | 532.0267 | 6.5588 | 0
6960 | 337.4271 | 4.1598 | 0
6961 | 348.9543 | 4.3019 | 0
6962 | 387.1782 | 4.7731 | 0
6963 | 415.9777 | 5.1281 | 0
6964 | 512.1703 | 6.314 | 0
6965 | 779.3071 | 9.6072 | 0
6966 | 965.6837 | 11.9049 | 0
6967 | 972.9177 | 11.9941 | 0
6968 | 858.5523 | 10.5842 | 0
6969 | 776.5596 | 9.5734 | 0
6970 | 684.0598 | 8.433 | 0
6971 | 635.754 | 7.8375 | 0
6972 | 598.0494 | 7.3727 | 0
6973 | 570.1261 | 7.0285 | 0
6974 | 525.2874 | 6.4757 | 0
6975 | 521.5326 | 6.4294 | 0
6976 | 526.514 | 6.4908 | 0
6977 | 535.7196 | 6.6043 | 0
6978 | 591.5976 | 7.2932 | 0
6979 | 644.8848 | 7.9501 | 0
6980 | 621.2484 | 7.6587 | 0
6981 | 594.5453 | 7.3295 | 0
6982 | 487.151 | 6.0056 | 0
6983 | 376.4587 | 4.641 | 0
6984 | 189.7097 | 2.3387 | 0
6985 | 194.3194 | 2.3956 | 0
6986 | 211.386 | 2.606 | 0
6987 | 228.1491 | 2.8126 | 0
6988 | 288.9973 | 3.5627 | 0
6989 | 440.298 | 5.428 | 0
6990 | 539.1359 | 6.6464 | 0
6991 | 534.9536 | 6.5949 | 0
6992 | 476.9937 | 5.8803 | 0
6993 | 433.6161 | 5.3456 | 0
6994 | 386.6624 | 4.7667 | 0
6995 | 360.5585 | 4.4449 | 0
6996 | 341.3894 | 4.2086 | 0
6997 | 326.4205 | 4.0241 | 0
6998 | 303.1951 | 3.7378 | 0
6999 | 301.838 | 3.721 | 0
7000 | 305.7072 | 3.7687 | 0
7001 | 312.9502 | 3.858 | 0
7002 | 344.0074 | 4.2409 | 0
7003 | 373.9805 | 4.6104 | 0
7004 | 364.6245 | 4.4951 | 0
7005 | 348.9885 | 4.3023 | 0
7006 | 286.308 | 3.5296 | 0
7007 | 217.9287 | 2.6866 | 0
7008 | 239.3854 | 2.9511 | 0
7009 | 246.1045 | 3.034 | 0
7010 | 269.7734 | 3.3257 | 0
7011 | 290.6505 | 3.5831 | 0
7012 | 364.1687 | 4.4894 | 0
7013 | 554.5524 | 6.8365 | 0
7014 | 682.1393 | 8.4094 | 0
7015 | 680.8401 | 8.3933 | 0
7016 | 604.6464 | 7.454 | 0
7017 | 548.5983 | 6.7631 | 0
7018 | 486.9134 | 6.0026 | 0
7019 | 453.4655 | 5.5903 | 0
7020 | 428.2983 | 5.28 | 0
7021 | 409.0576 | 5.0428 | 0
7022 | 378.7939 | 4.6697 | 0
7023 | 376.7178 | 4.6441 | 0
7024 | 381.0848 | 4.698 | 0
7025 | 389.2275 | 4.7984 | 0
7026 | 428.5901 | 5.2836 | 0
7027 | 466.405 | 5.7498 | 0
7028 | 452.7025 | 5.5809 | 0
7029 | 433.2726 | 5.3414 | 0
7030 | 355.2887 | 4.38 | 0
7031 | 271.9677 | 3.3528 | 0
7032 | 370.9582 | 4.5731 | 0
7033 | 304.8035 | 3.7576 | 0
7034 | 337.1849 | 4.1568 | 0
7035 | 317.8692 | 3.9187 | 0
7036 | 401.3609 | 4.9479 | 0
7037 | 537.9346 | 6.6316 | 0
7038 | 601.7548 | 7.4184 | 0
7039 | 603.3499 | 7.4381 | 0
7040 | 606.0905 | 7.4718 | 0
7041 | 573.4011 | 7.0688 | 0
7042 | 568.6322 | 7.0101 | 0
7043 | 457.6214 | 5.6415 | 0
7044 | 462.4589 | 5.7012 | 0
7045 | 433.9977 | 5.3503 | 0
7046 | 445.4594 | 5.4916 | 0
7047 | 414.1276 | 5.1053 | 0
7048 | 426.292 | 5.2553 | 0
7049 | 396.4342 | 4.8872 | 0
7050 | 398.5791 | 4.9137 | 0
7051 | 444.2862 | 5.4771 | 0
7052 | 452.8271 | 5.5824 | 0
7053 | 435.1384 | 5.3644 | 0
7054 | 378.2869 | 4.6635 | 0
7055 | 287.2538 | 3.5412 | 0
7056 | 331.9969 | 4.0928 | 0
7057 | 343.6613 | 4.2366 | 0
7058 | 373.4472 | 4.6038 | 0
7059 | 435.8748 | 5.3734 | 0
7060 | 669.2599 | 8.2506 | 0
7061 | 896.7168 | 11.0547 | 0
7062 | 739.7151 | 9.1192 | 0
7063 | 826.209 | 10.1854 | 0
7064 | 696.6845 | 8.5887 | 0
7065 | 585.1079 | 7.2132 | 0
7066 | 563.5427 | 6.9473 | 0
7067 | 510.9169 | 6.2985 | 0
7068 | 509.6504 | 6.2829 | 0
7069 | 464.0196 | 5.7204 | 0
7070 | 464.0612 | 5.7209 | 0
7071 | 442.4213 | 5.4541 | 0
7072 | 489.9064 | 6.0395 | 0
7073 | 498.7227 | 6.1482 | 0
7074 | 543.7406 | 6.7032 | 0
7075 | 557.8798 | 6.8775 | 0
7076 | 558.5834 | 6.8862 | 0
7077 | 562.342 | 6.9325 | 0
7078 | 466.6274 | 5.7525 | 0
7079 | 382.6437 | 4.7172 | 0
7080 | 275.4601 | 3.3959 | 0
7081 | 283.9279 | 3.5002 | 0
7082 | 312.9039 | 3.8575 | 0
7083 | 336.7023 | 4.1508 | 0
7084 | 418.6377 | 5.1609 | 0
7085 | 637.275 | 7.8563 | 0
7086 | 786.4287 | 9.695 | 0
7087 | 788.1791 | 9.7166 | 0
7088 | 698.0093 | 8.605 | 0
7089 | 632.4446 | 7.7967 | 0
7090 | 559.4765 | 6.8972 | 0
7091 | 520.5732 | 6.4176 | 0
7092 | 490.815 | 6.0507 | 0
7093 | 468.3875 | 5.7742 | 0
7094 | 432.7826 | 5.3353 | 0
7095 | 430.097 | 5.3022 | 0
7096 | 434.7018 | 5.359 | 0
7097 | 443.2582 | 5.4645 | 0
7098 | 488.6938 | 6.0246 | 0
7099 | 532.2019 | 6.5609 | 0
7100 | 514.8872 | 6.3475 | 0
7101 | 492.7743 | 6.0749 | 0
7102 | 403.9436 | 4.9798 | 0
7103 | 310.4841 | 3.8276 | 0
7104 | 386.1968 | 4.761 | 0
7105 | 416.3024 | 5.1321 | 0
7106 | 428.8534 | 5.2869 | 0
7107 | 446.4784 | 5.5042 | 0
7108 | 530.0149 | 6.534 | 0
7109 | 700.968 | 8.6415 | 0
7110 | 808.6045 | 9.9684 | 0
7111 | 899.0504 | 11.0834 | 0
7112 | 909.3276 | 11.2101 | 0
7113 | 826.5406 | 10.1895 | 0
7114 | 764.2787 | 9.422 | 0
7115 | 726.4222 | 8.9553 | 0
7116 | 690.5264 | 8.5128 | 0
7117 | 655.4897 | 8.0808 | 0
7118 | 645.1616 | 7.9535 | 0
7119 | 646.6273 | 7.9716 | 0
7120 | 668.6786 | 8.2434 | 0
7121 | 699.5826 | 8.6244 | 0
7122 | 694.217 | 8.5583 | 0
7123 | 678.8365 | 8.3686 | 0
7124 | 627.6912 | 7.7381 | 0
7125 | 573.3818 | 7.0686 | 0
7126 | 504.0949 | 6.2144 | 0
7127 | 434.3423 | 5.3545 | 0
7128 | 300.5518 | 3.7052 | 0
7129 | 310.1899 | 3.824 | 0
7130 | 342.7486 | 4.2254 | 0
7131 | 368.593 | 4.544 | 0
7132 | 456.5491 | 5.6283 | 0
7133 | 694.8655 | 8.5662 | 0
7134 | 858.8738 | 10.5881 | 0
7135 | 862.5425 | 10.6334 | 0
7136 | 762.8076 | 9.4038 | 0
7137 | 690.6904 | 8.5148 | 0
7138 | 609.9985 | 7.52 | 0
7139 | 567.3266 | 6.994 | 0
7140 | 534.425 | 6.5884 | 0
7141 | 509.7989 | 6.2848 | 0
7142 | 470.5276 | 5.8006 | 0
7143 | 467.4367 | 5.7625 | 0
7144 | 472.2331 | 5.8217 | 0
7145 | 481.1281 | 5.9313 | 0
7146 | 530.7789 | 6.5434 | 0
7147 | 578.2472 | 7.1286 | 0
7148 | 558.5167 | 6.8854 | 0
7149 | 534.5224 | 6.5896 | 0
7150 | 438.0907 | 5.4007 | 0
7151 | 337.4282 | 4.1598 | 0
7152 | 327.4208 | 4.0364 | 0
7153 | 338.4563 | 4.1725 | 0
7154 | 375.1922 | 4.6253 | 0
7155 | 403.1835 | 4.9704 | 0
7156 | 497.0657 | 6.1278 | 0
7157 | 756.3696 | 9.3245 | 0
7158 | 936.7428 | 11.5481 | 0
7159 | 943.1012 | 11.6265 | 0
7160 | 832.6352 | 10.2647 | 0
7161 | 753.292 | 9.2865 | 0
7162 | 663.94 | 8.185 | 0
7163 | 617.1512 | 7.6082 | 0
7164 | 580.7274 | 7.1592 | 0
7165 | 553.6906 | 6.8259 | 0
7166 | 510.3405 | 6.2914 | 0
7167 | 506.7575 | 6.2473 | 0
7168 | 511.6768 | 6.3079 | 0
7169 | 520.7751 | 6.4201 | 0
7170 | 574.9673 | 7.0882 | 0
7171 | 626.6754 | 7.7256 | 0
7172 | 604.055 | 7.4467 | 0
7173 | 578.0939 | 7.1267 | 0
7174 | 473.7 | 5.8397 | 0
7175 | 365.7977 | 4.5095 | 0
7176 | 409.061 | 5.0429 | 0
7177 | 440.8139 | 5.4343 | 0
7178 | 454.6925 | 5.6054 | 0
7179 | 472.9756 | 5.8308 | 0
7180 | 560.2673 | 6.9069 | 0
7181 | 739.3014 | 9.1141 | 0
7182 | 854.8754 | 10.5388 | 0
7183 | 952.7854 | 11.7459 | 0
7184 | 964.2457 | 11.8871 | 0
7185 | 875.9149 | 10.7982 | 0
7186 | 809.3835 | 9.978 | 0
7187 | 769.1025 | 9.4814 | 0
7188 | 730.6907 | 9.0079 | 0
7189 | 693.1434 | 8.545 | 0
7190 | 682.0218 | 8.4079 | 0
7191 | 683.2369 | 8.4229 | 0
7192 | 706.2865 | 8.707 | 0
7193 | 738.8688 | 9.1087 | 0
7194 | 732.4554 | 9.0297 | 0
7195 | 715.4693 | 8.8203 | 0
7196 | 660.5153 | 8.1428 | 0
7197 | 603.3647 | 7.4382 | 0
7198 | 530.9332 | 6.5453 | 0
7199 | 458.9687 | 5.6581 | 0
7200 | 587.1136 | 7.2379 | 0
7201 | 653.4178 | 8.0553 | 0
7202 | 606.8521 | 7.4812 | 0
7203 | 641.7821 | 7.9118 | 0
7204 | 754.8286 | 9.3055 | 0
7205 | 941.6803 | 11.609 | 0
7206 | 1084.3737 | 13.3681 | 0
7207 | 1203.3126 | 14.8343 | 0
7208 | 1241.003 | 15.299 | 0
7209 | 1174.0029 | 14.473 | 0
7210 | 1057.6709 | 13.0389 | 0
7211 | 979.0351 | 12.0695 | 0
7212 | 959.1433 | 11.8242 | 0
7213 | 881.8992 | 10.872 | 0
7214 | 855.9978 | 10.5527 | 0
7215 | 859.3946 | 10.5946 | 0
7216 | 872.7402 | 10.7591 | 0
7217 | 864.5014 | 10.6575 | 0
7218 | 857.4951 | 10.5711 | 0
7219 | 841.3125 | 10.3716 | 0
7220 | 834.0646 | 10.2823 | 0
7221 | 794.2694 | 9.7917 | 0
7222 | 688.6299 | 8.4894 | 0
7223 | 584.3648 | 7.204 | 0
7224 | 1024.3092 | 12.6276 | 0
7225 | 1046.6176 | 12.9026 | 0
7226 | 1022.6838 | 12.6076 | 0
7227 | 1180.4097 | 14.552 | 0
7228 | 1360.9715 | 16.778 | 0
7229 | 1743.1982 | 21.49 | 0
7230 | 1553.0892 | 19.1464 | 0
7231 | 1600.1166 | 19.7261 | 0
7232 | 1620.8486 | 19.9817 | 0
7233 | 1491.4667 | 18.3867 | 0
7234 | 1413.1021 | 17.4206 | 0
7235 | 1402.2883 | 17.2873 | 0
7236 | 1363.7623 | 16.8124 | 0
7237 | 1261.3596 | 15.5499 | 0
7238 | 1253.0668 | 15.4477 | 0
7239 | 1276.8964 | 15.7415 | 0
7240 | 1321.1973 | 16.2876 | 0
7241 | 1339.3592 | 16.5115 | 0
7242 | 1356.6809 | 16.7251 | 0
7243 | 1393.8943 | 17.1838 | 0
7244 | 1318.2592 | 16.2514 | 0
7245 | 1376.2015 | 16.9657 | 0
7246 | 1180.4189 | 14.5521 | 0
7247 | 1116.0607 | 13.7587 | 0
7248 | 1013.7334 | 12.4972 | 0
7249 | 1060.2328 | 13.0705 | 0
7250 | 1095.5174 | 13.5055 | 0
7251 | 1134.6318 | 13.9877 | 0
7252 | 1281.3693 | 15.7966 | 0
7253 | 1626.6095 | 20.0527 | 0
7254 | 1971.8545 | 24.3089 | 0
7255 | 2187.7786 | 52.7738 | 35.1859
7256 | 2187.7786 | 72.7391 | 62.4114
7257 | 2187.7786 | 30.7581 | 5.1646
7258 | 2089.3023 | 25.7568 | 0
7259 | 1984.9429 | 24.4702 | 0
7260 | 1881.0039 | 23.1889 | 0
7261 | 1791.2687 | 22.0826 | 0
7262 | 1774.5838 | 21.8769 | 0
7263 | 1775.5412 | 21.8887 | 0
7264 | 1788.6709 | 22.0506 | 0
7265 | 1792.5007 | 22.0978 | 0
7266 | 1760.5671 | 21.7041 | 0
7267 | 1594.8217 | 19.6608 | 0
7268 | 1416.8749 | 17.4671 | 0
7269 | 1302.8535 | 16.0615 | 0
7270 | 1207.5777 | 14.8869 | 0
7271 | 1084.0985 | 13.3647 | 0
7272 | 857.2386 | 10.568 | 0
7273 | 897.1352 | 11.0598 | 0
7274 | 926.4029 | 11.4206 | 0
7275 | 960.9697 | 11.8468 | 0
7276 | 1089.2793 | 13.4286 | 0
7277 | 1393.0815 | 17.1738 | 0
7278 | 1673.844 | 20.635 | 0
7279 | 1896.7422 | 23.3829 | 0
7280 | 1934.0067 | 23.8423 | 0
7281 | 1852.8538 | 22.8418 | 0
7282 | 1763.7216 | 21.743 | 0
7283 | 1676.5896 | 20.6689 | 0
7284 | 1591.4362 | 19.6191 | 0
7285 | 1518.2539 | 18.7169 | 0
7286 | 1504.9448 | 18.5528 | 0
7287 | 1506.2696 | 18.5692 | 0
7288 | 1519.5481 | 18.7329 | 0
7289 | 1524.8472 | 18.7982 | 0
7290 | 1500.2163 | 18.4946 | 0
7291 | 1365.1605 | 16.8296 | 0
7292 | 1218.8089 | 15.0254 | 0
7293 | 1120.4032 | 13.8122 | 0
7294 | 1034.6659 | 12.7553 | 0
7295 | 920.3802 | 11.3464 | 0
7296 | 791.3246 | 9.7554 | 0
7297 | 828.3928 | 10.2124 | 0
7298 | 855.1731 | 10.5425 | 0
7299 | 887.7018 | 10.9435 | 0
7300 | 1007.9021 | 12.4253 | 0
7301 | 1293.2747 | 15.9434 | 0
7302 | 1547.7986 | 19.0811 | 0
7303 | 1749.135 | 21.5632 | 0
7304 | 1782.6381 | 21.9762 | 0
7305 | 1708.4464 | 21.0616 | 0
7306 | 1626.841 | 20.0556 | 0
7307 | 1546.8732 | 19.0697 | 0
7308 | 1469.4064 | 18.1147 | 0
7309 | 1402.9737 | 17.2958 | 0
7310 | 1391.0207 | 17.1484 | 0
7311 | 1392.4578 | 17.1661 | 0
7312 | 1405.6198 | 17.3284 | 0
7313 | 1411.3682 | 17.3992 | 0
7314 | 1389.6178 | 17.1311 | 0
7315 | 1267.068 | 15.6203 | 0
7316 | 1133.6845 | 13.976 | 0
7317 | 1042.0194 | 12.8459 | 0
7318 | 960.7253 | 11.8437 | 0
7319 | 851.1241 | 10.4926 | 0
7320 | 695.463 | 8.5736 | 0
7321 | 747.411 | 9.214 | 0
7322 | 779.8244 | 9.6136 | 0
7323 | 805.0953 | 9.9252 | 0
7324 | 935.5453 | 11.5333 | 0
7325 | 1209.154 | 14.9064 | 0
7326 | 1429.2568 | 17.6198 | 0
7327 | 1627.5399 | 20.0642 | 0
7328 | 1655.6936 | 20.4113 | 0
7329 | 1495.8241 | 18.4404 | 0
7330 | 1373.9107 | 16.9375 | 0
7331 | 1302.6622 | 16.0591 | 0
7332 | 1231.4606 | 15.1814 | 0
7333 | 1161.0441 | 14.3133 | 0
7334 | 1139.3883 | 14.0463 | 0
7335 | 1136.3649 | 14.009 | 0
7336 | 1170.9168 | 14.435 | 0
7337 | 1224.0308 | 15.0898 | 0
7338 | 1202.1113 | 14.8195 | 0
7339 | 1162.7487 | 14.3343 | 0
7340 | 1057.54 | 13.0373 | 0
7341 | 966.0187 | 11.909 | 0
7342 | 857.3182 | 10.569 | 0
7343 | 763.8987 | 9.4173 | 0
7344 | 546.0342 | 6.7315 | 0
7345 | 587.549 | 7.2433 | 0
7346 | 609.8438 | 7.5181 | 0
7347 | 631.7643 | 7.7883 | 0
7348 | 740.6094 | 9.1302 | 0
7349 | 966.4386 | 11.9142 | 0
7350 | 1130.8039 | 13.9405 | 0
7351 | 1275.1004 | 15.7193 | 0
7352 | 1294.1038 | 15.9536 | 0
7353 | 1172.0519 | 14.449 | 0
7354 | 1079.4812 | 13.3078 | 0
7355 | 1024.5303 | 12.6303 | 0
7356 | 970.7363 | 11.9672 | 0
7357 | 917.8037 | 11.3146 | 0
7358 | 901.7837 | 11.1171 | 0
7359 | 901.2304 | 11.1103 | 0
7360 | 930.0166 | 11.4652 | 0
7361 | 972.5343 | 11.9893 | 0
7362 | 959.2648 | 11.8257 | 0
7363 | 932.11 | 11.491 | 0
7364 | 853.7201 | 10.5246 | 0
7365 | 779.8447 | 9.6139 | 0
7366 | 689.3332 | 8.498 | 0
7367 | 605.6373 | 7.4663 | 0
7368 | 732.0221 | 9.0243 | 0
7369 | 815.2477 | 10.0503 | 0
7370 | 756.2349 | 9.3228 | 0
7371 | 798.2174 | 9.8404 | 0
7372 | 931.8747 | 11.4881 | 0
7373 | 1149.2772 | 14.1682 | 0
7374 | 1334.3183 | 16.4494 | 0
7375 | 1492.8256 | 18.4034 | 0
7376 | 1544.2972 | 19.038 | 0
7377 | 1460.9764 | 18.0108 | 0
7378 | 1311.4309 | 16.1672 | 0
7379 | 1211.0798 | 14.9301 | 0
7380 | 1186.3399 | 14.6251 | 0
7381 | 1086.1791 | 13.3903 | 0
7382 | 1052.2651 | 12.9722 | 0
7383 | 1054.7544 | 13.0029 | 0
7384 | 1068.4752 | 13.1721 | 0
7385 | 1053.9343 | 12.9928 | 0
7386 | 1041.3336 | 12.8375 | 0
7387 | 1017.8602 | 12.5481 | 0
7388 | 1009.0229 | 12.4392 | 0
7389 | 964.0971 | 11.8853 | 0
7390 | 837.5273 | 10.325 | 0
7391 | 717.9789 | 8.8512 | 0
7392 | 527.3767 | 6.5015 | 0
7393 | 632.9342 | 7.8028 | 0
7394 | 606.2119 | 7.4733 | 0
7395 | 643.4006 | 7.9318 | 0
7396 | 817.1579 | 10.0739 | 0
7397 | 1120.9988 | 13.8196 | 0
7398 | 928.0054 | 11.4404 | 0
7399 | 964.9457 | 11.8958 | 0
7400 | 886.8571 | 10.9331 | 0
7401 | 870.1696 | 10.7274 | 0
7402 | 779.2723 | 9.6068 | 0
7403 | 766.7493 | 9.4524 | 0
7404 | 763.6388 | 9.4141 | 0
7405 | 700.3129 | 8.6334 | 0
7406 | 689.5097 | 8.5002 | 0
7407 | 697.3265 | 8.5966 | 0
7408 | 725.5126 | 8.9441 | 0
7409 | 744.696 | 9.1806 | 0
7410 | 793.4857 | 9.782 | 0
7411 | 816.7094 | 10.0683 | 0
7412 | 855.2159 | 10.543 | 0
7413 | 844.8597 | 10.4154 | 0
7414 | 721.4365 | 8.8938 | 0
7415 | 620.6813 | 7.6517 | 0
7416 | 482.0787 | 5.943 | 0
7417 | 519.0326 | 6.3986 | 0
7418 | 537.4103 | 6.6252 | 0
7419 | 557.6242 | 6.8743 | 0
7420 | 656.3799 | 8.0918 | 0
7421 | 860.3157 | 10.6059 | 0
7422 | 1001.9331 | 12.3518 | 0
7423 | 1124.6162 | 13.8642 | 0
7424 | 1140.11 | 14.0552 | 0
7425 | 1033.7893 | 12.7445 | 0
7426 | 953.3642 | 11.753 | 0
7427 | 905.2591 | 11.16 | 0
7428 | 858.6389 | 10.5852 | 0
7429 | 812.8806 | 10.0211 | 0
7430 | 799.1439 | 9.8518 | 0
7431 | 799.409 | 9.8551 | 0
7432 | 825.51 | 10.1768 | 0
7433 | 863.3855 | 10.6437 | 0
7434 | 853.3015 | 10.5194 | 0
7435 | 830.8797 | 10.243 | 0
7436 | 763.4157 | 9.4113 | 0
7437 | 697.3574 | 8.597 | 0
7438 | 615.3085 | 7.5855 | 0
7439 | 537.1315 | 6.6217 | 0
7440 | 494.5492 | 6.0968 | 0
7441 | 532.4255 | 6.5637 | 0
7442 | 551.4238 | 6.7979 | 0
7443 | 572.0648 | 7.0524 | 0
7444 | 673.0793 | 8.2977 | 0
7445 | 881.7835 | 10.8706 | 0
7446 | 1027.4532 | 12.6664 | 0
7447 | 1153.8342 | 14.2244 | 0
7448 | 1169.8715 | 14.4221 | 0
7449 | 1060.6408 | 13.0755 | 0
7450 | 977.9904 | 12.0566 | 0
7451 | 928.5953 | 11.4477 | 0
7452 | 880.672 | 10.8569 | 0
7453 | 833.6217 | 10.2768 | 0
7454 | 819.4843 | 10.1025 | 0
7455 | 819.6724 | 10.1049 | 0
7456 | 846.3723 | 10.434 | 0
7457 | 885.1899 | 10.9126 | 0
7458 | 874.6636 | 10.7828 | 0
7459 | 851.4891 | 10.4971 | 0
7460 | 782.0859 | 9.6415 | 0
7461 | 714.4118 | 8.8072 | 0
7462 | 630.4783 | 7.7725 | 0
7463 | 550.7556 | 6.7897 | 0
7464 | 533.9175 | 6.5821 | 0
7465 | 574.5772 | 7.0833 | 0
7466 | 596.0912 | 7.3486 | 0
7467 | 617.7139 | 7.6151 | 0
7468 | 724.7262 | 8.9344 | 0
7469 | 946.5425 | 11.6689 | 0
7470 | 1106.4947 | 13.6408 | 0
7471 | 1246.5568 | 15.3675 | 0
7472 | 1264.8573 | 15.5931 | 0
7473 | 1145.8283 | 14.1257 | 0
7474 | 1055.5972 | 13.0133 | 0
7475 | 1001.9554 | 12.352 | 0
7476 | 949.5464 | 11.7059 | 0
7477 | 898.0018 | 11.0705 | 0
7478 | 882.4264 | 10.8785 | 0
7479 | 882.0505 | 10.8739 | 0
7480 | 910.3483 | 11.2227 | 0
7481 | 951.9965 | 11.7361 | 0
7482 | 939.3789 | 11.5806 | 0
7483 | 913.1667 | 11.2574 | 0
7484 | 836.8984 | 10.3172 | 0
7485 | 764.4793 | 9.4244 | 0
7486 | 675.5077 | 8.3276 | 0
7487 | 0 | 253.8621 | 346.1756
7488 | 0 | 138.8841 | 189.3874
7489 | 0 | 143.5408 | 195.7374
7490 | 0 | 159.0658 | 216.9079
7491 | 399.1346 | 4.9205 | 0
7492 | 0 | 210.8569 | 287.5322
7493 | 0 | 320.8619 | 437.539
7494 | 0 | 397.2946 | 541.7653
7495 | 933.6712 | 11.5102 | 0
7496 | 824.4593 | 10.1639 | 0
7497 | 745.9613 | 9.1962 | 0
7498 | 657.6214 | 8.1071 | 0
7499 | 611.3144 | 7.5362 | 0
7500 | 575.3022 | 7.0923 | 0
7501 | 548.5474 | 6.7625 | 0
7502 | 505.6742 | 6.2339 | 0
7503 | 502.1485 | 6.1904 | 0
7504 | 507.053 | 6.2509 | 0
7505 | 516.1266 | 6.3628 | 0
7506 | 569.7871 | 7.0243 | 0
7507 | 620.9986 | 7.6556 | 0
7508 | 598.715 | 7.3809 | 0
7509 | 572.9845 | 7.0637 | 0
7510 | 469.5241 | 5.7883 | 0
7511 | 362.4724 | 4.4685 | 0
7512 | 400.7251 | 4.9401 | 0
7513 | 0 | 184.9695 | 252.2311
7514 | 0 | 190.7081 | 260.0564
7515 | 0 | 198.4347 | 270.5927
7516 | 0 | 235.231 | 320.7696
7517 | 0 | 310.642 | 423.6028
7518 | 0 | 358.9068 | 489.4184
7519 | 0 | 399.6818 | 545.0207
7520 | 944.2311 | 11.6404 | 0
7521 | 857.917 | 10.5763 | 0
7522 | 792.9381 | 9.7753 | 0
7523 | 753.5397 | 9.2896 | 0
7524 | 716.0424 | 8.8273 | 0
7525 | 679.4074 | 8.3757 | 0
7526 | 668.5738 | 8.2421 | 0
7527 | 669.8778 | 8.2582 | 0
7528 | 692.5613 | 8.5378 | 0
7529 | 724.5307 | 8.932 | 0
7530 | 718.4941 | 8.8575 | 0
7531 | 702.0885 | 8.6553 | 0
7532 | 648.5176 | 7.9949 | 0
7533 | 592.4054 | 7.3031 | 0
7534 | 521.1272 | 6.4244 | 0
7535 | 449.9827 | 5.5474 | 0
7536 | 516.7294 | 6.3702 | 0
7537 | 574.853 | 7.0867 | 0
7538 | 534.2674 | 6.5864 | 0
7539 | 565.6641 | 6.9735 | 0
7540 | 668.1982 | 8.2375 | 0
7541 | 839.1402 | 10.3449 | 0
7542 | 961.755 | 11.8564 | 0
7543 | 1062.1774 | 13.0944 | 0
7544 | 1093.4821 | 13.4804 | 0
7545 | 1034.424 | 12.7523 | 0
7546 | 933.9148 | 11.5132 | 0
7547 | 865.6678 | 10.6719 | 0
7548 | 848.135 | 10.4557 | 0
7549 | 781.7569 | 9.6374 | 0
7550 | 759.636 | 9.3647 | 0
7551 | 763.3535 | 9.4106 | 0
7552 | 776.3161 | 9.5704 | 0
7553 | 770.8447 | 9.5029 | 0
7554 | 766.2898 | 9.4468 | 0
7555 | 753.4217 | 9.2881 | 0
7556 | 746.9596 | 9.2085 | 0
7557 | 709.979 | 8.7526 | 0
7558 | 614.8594 | 7.5799 | 0
7559 | 518.7364 | 6.3949 | 0
7560 | 411.1314 | 5.0684 | 0
7561 | 490.8506 | 6.0512 | 0
7562 | 469.9515 | 5.7935 | 0
7563 | 499.7393 | 6.1607 | 0
7564 | 636.7447 | 7.8497 | 0
7565 | 877.7838 | 10.8213 | 0
7566 | 737.749 | 9.0949 | 0
7567 | 762.8901 | 9.4048 | 0
7568 | 704.2816 | 8.6823 | 0
7569 | 689.0532 | 8.4946 | 0
7570 | 620.6229 | 7.651 | 0
7571 | 609.6707 | 7.516 | 0
7572 | 606.5009 | 7.4769 | 0
7573 | 559.4794 | 6.8972 | 0
7574 | 551.572 | 6.7997 | 0
7575 | 558.633 | 6.8868 | 0
7576 | 581.8312 | 7.1728 | 0
7577 | 598.44 | 7.3775 | 0
7578 | 636.4959 | 7.8467 | 0
7579 | 655.0574 | 8.0755 | 0
7580 | 682.7959 | 8.4175 | 0
7581 | 670.3043 | 8.2635 | 0
7582 | 571.9272 | 7.0507 | 0
7583 | 486.5701 | 5.9984 | 0
7584 | 332.9618 | 4.1047 | 0
7585 | 344.3288 | 4.2449 | 0
7586 | 382.0286 | 4.7096 | 0
7587 | 410.4494 | 5.06 | 0
7588 | 505.3969 | 6.2305 | 0
7589 | 769.0033 | 9.4802 | 0
7590 | 952.889 | 11.7471 | 0
7591 | 959.9932 | 11.8347 | 0
7592 | 847.1674 | 10.4438 | 0
7593 | 766.271 | 9.4465 | 0
7594 | 675.016 | 8.3215 | 0
7595 | 627.3539 | 7.734 | 0
7596 | 590.1566 | 7.2754 | 0
7597 | 562.6058 | 6.9358 | 0
7598 | 518.3686 | 6.3904 | 0
7599 | 514.6666 | 6.3448 | 0
7600 | 519.5866 | 6.4054 | 0
7601 | 528.6789 | 6.5175 | 0
7602 | 583.816 | 7.1972 | 0
7603 | 636.3981 | 7.8455 | 0
7604 | 613.0907 | 7.5581 | 0
7605 | 586.7384 | 7.2333 | 0
7606 | 0 | 205.9041 | 280.7784
7607 | 0 | 159.1119 | 216.9708
7608 | 0 | 147.2096 | 200.7404
7609 | 0 | 152.282 | 207.6572
7610 | 0 | 169.0604 | 230.5369
7611 | 0 | 181.6116 | 247.6521
7612 | 0 | 223.4209 | 304.6648
7613 | 0 | 339.9392 | 463.5535
7614 | 0 | 421.3877 | 574.6196
7615 | 0 | 424.7347 | 579.1837
7616 | 0 | 374.6936 | 510.9458
7617 | 791.1871 | 9.7537 | 0
7618 | 696.691 | 8.5888 | 0
7619 | 647.4283 | 7.9814 | 0
7620 | 608.9116 | 7.5066 | 0
7621 | 580.4287 | 7.1555 | 0
7622 | 534.6473 | 6.5911 | 0
7623 | 530.7818 | 6.5434 | 0
7624 | 535.7983 | 6.6053 | 0
7625 | 0 | 233.4467 | 318.3364
7626 | 0 | 257.833 | 351.5904
7627 | 0 | 281.0803 | 383.2913
7628 | 0 | 270.6773 | 369.1055
7629 | 0 | 259.042 | 353.2391
7630 | 0 | 212.2423 | 289.4213
7631 | 0 | 164.0927 | 223.7628
7632 | 0 | 323.3103 | 440.8776
7633 | 0 | 347.3272 | 473.628
7634 | 0 | 362.9711 | 494.9606
7635 | 0 | 374.3398 | 510.4634
7636 | 0 | 433.8123 | 591.5622
7637 | 1305.1844 | 16.0902 | 0
7638 | 1547.6893 | 19.0798 | 0
7639 | 1767.7612 | 21.7928 | 0
7640 | 1799.6411 | 22.1858 | 0
7641 | 1624.6357 | 20.0284 | 0
7642 | 1490.9656 | 18.3805 | 0
7643 | 1413.2087 | 17.4219 | 0
7644 | 1335.0255 | 16.4581 | 0
7645 | 1257.5902 | 15.5035 | 0
7646 | 1233.6657 | 15.2085 | 0
7647 | 1229.6086 | 15.1585 | 0
7648 | 1266.4063 | 15.6122 | 0
7649 | 1323.7108 | 16.3186 | 0
7650 | 0 | 556.0267 | 758.2182
7651 | 0 | 537.0436 | 732.3321
7652 | 0 | 487.365 | 664.5887
7653 | 0 | 445.1864 | 607.0723
7654 | 0 | 395.5956 | 539.4485
7655 | 0 | 354.054 | 482.8009
7656 | 0 | 297.2181 | 405.2974
7657 | 0 | 319.4224 | 435.576
7658 | 0 | 333.26 | 454.4455
7659 | 0 | 344.0697 | 469.186
7660 | 0 | 399.85 | 545.25
7661 | 0 | 516.8331 | 704.7725
7662 | 0 | 610.8582 | 832.9884
7663 | 0 | 695.5443 | 948.4696
7664 | 1652.0524 | 20.3664 | 0
7665 | 1492.5662 | 18.4002 | 0
7666 | 1370.9508 | 16.901 | 0
7667 | 1299.8671 | 16.0247 | 0
7668 | 1228.8425 | 15.1491 | 0
7669 | 1158.604 | 14.2832 | 0
7670 | 1137.0058 | 14.0169 | 0
7671 | 1134.0088 | 13.98 | 0
7672 | 1168.5043 | 14.4052 | 0
7673 | 1221.5125 | 15.0587 | 0
7674 | 1199.6836 | 14.7896 | 0
7675 | 1160.4472 | 14.3059 | 0
7676 | 1055.512 | 13.0123 | 0
7677 | 964.1663 | 11.8862 | 0
7678 | 855.6439 | 10.5483 | 0
7679 | 762.3128 | 9.3977 | 0
7680 | 627.1294 | 7.7312 | 0
7681 | 674.336 | 8.3132 | 0
7682 | 701.9941 | 8.6541 | 0
7683 | 725.8173 | 8.9478 | 0
7684 | 846.6481 | 10.4374 | 0
7685 | 1098.8542 | 13.5466 | 0
7686 | 1293.1255 | 15.9416 | 0
7687 | 1466.2586 | 18.0759 | 0
7688 | 1490.1021 | 18.3699 | 0
7689 | 1347.6672 | 16.6139 | 0
7690 | 1239.2999 | 15.278 | 0
7691 | 1175.5445 | 14.492 | 0
7692 | 1112.3889 | 13.7134 | 0
7693 | 1050.0633 | 12.9451 | 0
7694 | 1031.0247 | 12.7104 | 0
7695 | 1029.2047 | 12.688 | 0
7696 | 1061.1873 | 13.0822 | 0
7697 | 1109.4887 | 13.6777 | 0
7698 | 1091.6848 | 13.4582 | 0
7699 | 1058.057 | 13.0436 | 0
7700 | 965.2835 | 11.8999 | 0
7701 | 881.7497 | 10.8701 | 0
7702 | 781.1573 | 9.63 | 0
7703 | 691.7644 | 8.528 | 0
7704 | 651.545 | 8.0322 | 0
7705 | 725.3614 | 8.9422 | 0
7706 | 673.2812 | 8.3002 | 0
7707 | 711.3799 | 8.7698 | 0
7708 | 833.7432 | 10.2783 | 0
7709 | 1034.5046 | 12.7533 | 0
7710 | 1195.8781 | 14.7427 | 0
7711 | 1332.1968 | 16.4232 | 0
7712 | 1375.9211 | 16.9622 | 0
7713 | 1301.6597 | 16.0468 | 0
7714 | 1170.654 | 14.4317 | 0
7715 | 1082.4111 | 13.3439 | 0
7716 | 1060.3624 | 13.0721 | 0
7717 | 973.0093 | 11.9952 | 0
7718 | 943.5791 | 11.6324 | 0
7719 | 946.609 | 11.6697 | 0
7720 | 960.1825 | 11.8371 | 0
7721 | 949.2308 | 11.702 | 0
7722 | 939.8179 | 11.586 | 0
7723 | 920.4626 | 11.3474 | 0
7724 | 912.5038 | 11.2493 | 0
7725 | 870.3292 | 10.7294 | 0
7726 | 755.2757 | 9.311 | 0
7727 | 643.9965 | 7.9391 | 0
7728 | 733.4038 | 9.0413 | 0
7729 | 886.1465 | 10.9243 | 0
7730 | 849.1394 | 10.4681 | 0
7731 | 899.0145 | 11.083 | 0
7732 | 1137.0718 | 14.0177 | 0
7733 | 1549.9639 | 19.1078 | 0
7734 | 1257.4751 | 15.5021 | 0
7735 | 1317.3053 | 16.2396 | 0
7736 | 1203.4648 | 14.8362 | 0
7737 | 1185.3911 | 14.6134 | 0
7738 | 1053.36 | 12.9857 | 0
7739 | 1038.6963 | 12.805 | 0
7740 | 1036.0935 | 12.7729 | 0
7741 | 942.6019 | 11.6203 | 0
7742 | 926.3882 | 11.4204 | 0
7743 | 935.0215 | 11.5269 | 0
7744 | 971.3852 | 11.9752 | 0
7745 | 994.2375 | 12.2569 | 0
7746 | 1062.04 | 13.0927 | 0
7747 | 1093.2799 | 13.4779 | 0
7748 | 1152.1041 | 14.203 | 0
7749 | 1147.9219 | 14.1515 | 0
7750 | 981.2759 | 12.0971 | 0
7751 | 856.9129 | 10.564 | 0
7752 | 611.4622 | 7.5381 | 0
7753 | 657.5384 | 8.1061 | 0
7754 | 684.2937 | 8.4359 | 0
7755 | 707.6613 | 8.724 | 0
7756 | 825.9051 | 10.1817 | 0
7757 | 1072.55 | 13.2223 | 0
7758 | 1261.4006 | 15.5504 | 0
7759 | 1429.4437 | 17.6221 | 0
7760 | 1452.4831 | 17.9061 | 0
7761 | 1313.8396 | 16.1969 | 0
7762 | 1208.3911 | 14.897 | 0
7763 | 1146.2949 | 14.1314 | 0
7764 | 1084.8588 | 13.3741 | 0
7765 | 1024.2484 | 12.6269 | 0
7766 | 1005.7514 | 12.3988 | 0
7767 | 1004.0992 | 12.3785 | 0
7768 | 1035.3941 | 12.7643 | 0
7769 | 1082.5437 | 13.3455 | 0
7770 | 1065.4493 | 13.1348 | 0
7771 | 1032.9136 | 12.7337 | 0
7772 | 942.7408 | 11.622 | 0
7773 | 861.1583 | 10.6163 | 0
7774 | 762.7318 | 9.4029 | 0
7775 | 674.8769 | 8.3198 | 0
7776 | 638.2866 | 7.8687 | 0
7777 | 686.2794 | 8.4604 | 0
7778 | 714.6617 | 8.8103 | 0
7779 | 738.7557 | 9.1073 | 0
7780 | 861.2636 | 10.6176 | 0
7781 | 1117.1466 | 13.7721 | 0
7782 | 1315.4956 | 16.2173 | 0
7783 | 1492.5464 | 18.4 | 0
7784 | 1517.0422 | 18.702 | 0
7785 | 1371.8182 | 16.9117 | 0
7786 | 1261.2913 | 15.5491 | 0
7787 | 1196.3289 | 14.7482 | 0
7788 | 1131.8946 | 13.9539 | 0
7789 | 1068.2869 | 13.1698 | 0
7790 | 1048.8372 | 12.93 | 0
7791 | 1046.8509 | 12.9055 | 0
7792 | 1079.2805 | 13.3053 | 0
7793 | 1128.3813 | 13.9106 | 0
7794 | 1109.9706 | 13.6836 | 0
7795 | 1075.4687 | 13.2583 | 0
7796 | 980.7346 | 12.0904 | 0
7797 | 895.8632 | 11.0441 | 0
7798 | 793.8613 | 9.7867 | 0
7799 | 703.6395 | 8.6744 | 0
7800 | 521.7486 | 6.4321 | 0
7801 | 561.5478 | 6.9227 | 0
7802 | 582.2848 | 7.1784 | 0
7803 | 603.6037 | 7.4412 | 0
7804 | 708.7609 | 8.7375 | 0
7805 | 926.5222 | 11.4221 | 0
7806 | 1082.0612 | 13.3396 | 0
7807 | 1217.8965 | 15.0141 | 0
7808 | 1235.498 | 15.2311 | 0
7809 | 1119.497 | 13.8011 | 0
7810 | 1031.6085 | 12.7176 | 0
7811 | 979.2793 | 12.0725 | 0
7812 | 928.2564 | 11.4435 | 0
7813 | 878.1006 | 10.8252 | 0
7814 | 862.9695 | 10.6386 | 0
7815 | 862.7676 | 10.6361 | 0
7816 | 890.5712 | 10.9789 | 0
7817 | 931.3443 | 11.4815 | 0
7818 | 919.3724 | 11.334 | 0
7819 | 894.0985 | 11.0224 | 0
7820 | 819.9514 | 10.1083 | 0
7821 | 748.9994 | 9.2336 | 0
7822 | 661.5861 | 8.156 | 0
7823 | 579.7549 | 7.1472 | 0
7824 | 523.9692 | 6.4595 | 0
7825 | 563.9127 | 6.9519 | 0
7826 | 584.8466 | 7.2099 | 0
7827 | 606.1846 | 7.473 | 0
7828 | 711.5681 | 8.7722 | 0
7829 | 929.8771 | 11.4635 | 0
7830 | 1086.3689 | 13.3927 | 0
7831 | 1223.1744 | 15.0792 | 0
7832 | 1240.9576 | 15.2984 | 0
7833 | 1124.3435 | 13.8608 | 0
7834 | 1035.9725 | 12.7714 | 0
7835 | 983.3865 | 12.1231 | 0
7836 | 932.0739 | 11.4905 | 0
7837 | 881.6235 | 10.8686 | 0
7838 | 866.3942 | 10.6808 | 0
7839 | 866.1287 | 10.6776 | 0
7840 | 893.9935 | 11.0211 | 0
7841 | 934.912 | 11.5255 | 0
7842 | 922.7535 | 11.3756 | 0
7843 | 897.2428 | 11.0611 | 0
7844 | 822.6351 | 10.1414 | 0
7845 | 751.4506 | 9.2638 | 0
7846 | 663.8432 | 8.1838 | 0
7847 | 582.0202 | 7.1751 | 0
7848 | 574.7942 | 7.086 | 0
7849 | 618.334 | 7.6228 | 0
7850 | 642.5032 | 7.9207 | 0
7851 | 665.1167 | 8.1995 | 0
7852 | 778.2687 | 9.5944 | 0
7853 | 1013.5486 | 12.4949 | 0
7854 | 1188.4461 | 14.6511 | 0
7855 | 1342.8698 | 16.5548 | 0
7856 | 1363.5625 | 16.8099 | 0
7857 | 1234.3123 | 15.2165 | 0
7858 | 1136.1669 | 14.0066 | 0
7859 | 1078.1022 | 13.2908 | 0
7860 | 1021.0066 | 12.5869 | 0
7861 | 964.7634 | 11.8935 | 0
7862 | 947.6814 | 11.6829 | 0
7863 | 946.6948 | 11.6708 | 0
7864 | 976.6291 | 12.0398 | 0
7865 | 1021.2051 | 12.5893 | 0
7866 | 1006.3621 | 12.4064 | 0
7867 | 976.9444 | 12.0437 | 0
7868 | 893.4903 | 11.0149 | 0
7869 | 816.1719 | 10.0617 | 0
7870 | 722.0401 | 8.9013 | 0
7871 | 636.2333 | 7.8434 | 0
7872 | 571.4456 | 7.0447 | 0
7873 | 635.9263 | 7.8397 | 0
7874 | 590.696 | 7.2821 | 0
7875 | 624.8465 | 7.7031 | 0
7876 | 735.5852 | 9.0682 | 0
7877 | 918.9644 | 11.3289 | 0
7878 | 1057.1565 | 13.0325 | 0
7879 | 1171.9282 | 14.4474 | 0
7880 | 1208.1772 | 14.8943 | 0
7881 | 1142.9441 | 14.0901 | 0
7882 | 1030.1544 | 12.6997 | 0
7883 | 953.8414 | 11.7589 | 0
7884 | 934.4744 | 11.5201 | 0
7885 | 859.6663 | 10.5979 | 0
7886 | 834.6137 | 10.2891 | 0
7887 | 838.0896 | 10.3319 | 0
7888 | 851.3629 | 10.4955 | 0
7889 | 843.7591 | 10.4018 | 0
7890 | 837.3156 | 10.3224 | 0
7891 | 821.8855 | 10.1321 | 0
7892 | 814.8117 | 10.0449 | 0
7893 | 775.6221 | 9.5618 | 0
7894 | 672.3016 | 8.2881 | 0
7895 | 569.8026 | 7.0245 | 0
7896 | 504.2354 | 6.2162 | 0
7897 | 604.5944 | 7.4534 | 0
7898 | 579.0299 | 7.1382 | 0
7899 | 614.7623 | 7.5787 | 0
7900 | 781.2363 | 9.631 | 0
7901 | 1072.6641 | 13.2237 | 0
7902 | 890.4355 | 10.9772 | 0
7903 | 924.9489 | 11.4027 | 0
7904 | 850.7866 | 10.4884 | 0
7905 | 834.3423 | 10.2857 | 0
7906 | 747.9694 | 9.2209 | 0
7907 | 735.7338 | 9.0701 | 0
7908 | 732.5955 | 9.0314 | 0
7909 | 672.5655 | 8.2913 | 0
7910 | 662.3497 | 8.1654 | 0
7911 | 670.0367 | 8.2602 | 0
7912 | 697.2559 | 8.5957 | 0
7913 | 715.9621 | 8.8263 | 0
7914 | 762.6154 | 9.4015 | 0
7915 | 784.9208 | 9.6764 | 0
7916 | 821.235 | 10.1241 | 0
7917 | 810.3595 | 9.99 | 0
7918 | 691.8762 | 8.5294 | 0
7919 | 594.0411 | 7.3233 | 0
7920 | 578.0804 | 7.1265 | 0
7921 | 621.8175 | 7.6657 | 0
7922 | 646.3484 | 7.9681 | 0
7923 | 668.9438 | 8.2467 | 0
7924 | 782.2876 | 9.644 | 0
7925 | 1018.1327 | 12.5515 | 0
7926 | 1194.6285 | 14.7273 | 0
7927 | 1350.7415 | 16.6518 | 0
7928 | 1371.7723 | 16.9111 | 0
7929 | 1241.5374 | 15.3056 | 0
7930 | 1142.6078 | 14.086 | 0
7931 | 1084.1411 | 13.3652 | 0
7932 | 1026.5697 | 12.6555 | 0
7933 | 969.8382 | 11.9561 | 0
7934 | 952.5889 | 11.7434 | 0
7935 | 951.4677 | 11.7296 | 0
7936 | 981.4556 | 12.0993 | 0
7937 | 1026.2287 | 12.6513 | 0
7938 | 1011.0216 | 12.4638 | 0
7939 | 981.1701 | 12.0958 | 0
7940 | 896.9403 | 11.0574 | 0
7941 | 819.3229 | 10.1005 | 0
7942 | 725.019 | 8.938 | 0
7943 | 639.4547 | 7.8831 | 0
7944 | 511.9258 | 6.311 | 0
7945 | 551.0353 | 6.7931 | 0
7946 | 571.1237 | 7.0408 | 0
7947 | 592.2114 | 7.3007 | 0
7948 | 695.9147 | 8.5792 | 0
7949 | 910.4773 | 11.2243 | 0
7950 | 1062.3966 | 13.0971 | 0
7951 | 1194.7429 | 14.7287 | 0
7952 | 1211.7592 | 14.9385 | 0
7953 | 1098.2261 | 13.5388 | 0
7954 | 1012.2499 | 12.4789 | 0
7955 | 960.9867 | 11.847 | 0
7956 | 911.0971 | 11.2319 | 0
7957 | 862.0782 | 10.6276 | 0
7958 | 847.3124 | 10.4456 | 0
7959 | 847.2633 | 10.445 | 0
7960 | 874.6792 | 10.783 | 0
7961 | 914.7514 | 11.277 | 0
7962 | 903.3275 | 11.1362 | 0
7963 | 878.8363 | 10.8342 | 0
7964 | 806.4301 | 9.9416 | 0
7965 | 736.6486 | 9.0813 | 0
7966 | 650.4581 | 8.0188 | 0
7967 | 569.3206 | 7.0185 | 0
7968 | 332.3588 | 4.0973 | 0
7969 | 343.6213 | 4.2361 | 0
7970 | 381.0546 | 4.6976 | 0
7971 | 409.4494 | 5.0477 | 0
7972 | 504.5283 | 6.2198 | 0
7973 | 767.707 | 9.4642 | 0
7974 | 950.9931 | 11.7238 | 0
7975 | 957.7146 | 11.8066 | 0
7976 | 845.3773 | 10.4217 | 0
7977 | 764.7493 | 9.4278 | 0
7978 | 673.8862 | 8.3076 | 0
7979 | 626.3576 | 7.7217 | 0
7980 | 589.3187 | 7.2651 | 0
7981 | 561.8505 | 6.9264 | 0
7982 | 517.7823 | 6.3832 | 0
7983 | 514.1209 | 6.338 | 0
7984 | 0 | 222.318 | 303.1609
7985 | 0 | 226.2448 | 308.5157
7986 | 0 | 249.81 | 340.65
7987 | 0 | 272.29 | 371.3045
7988 | 0 | 262.4012 | 357.8198
7989 | 0 | 251.1232 | 342.4407
7990 | 0 | 205.7696 | 280.595
7991 | 0 | 158.9442 | 216.7421
7992 | 0 | 201.5993 | 274.9081
7993 | 0 | 217.0869 | 296.0275
7994 | 0 | 224.6254 | 306.3074
7995 | 0 | 233.1753 | 317.9664
7996 | 0 | 274.7727 | 374.69
7997 | 0 | 360.5682 | 491.684
7998 | 0 | 419.3979 | 571.9063
7999 | 0 | 470.1728 | 641.1448
8000 | 0 | 476.5078 | 649.7834
8001 | 0 | 432.2072 | 589.3735
8002 | 930.9546 | 11.4767 | 0
8003 | 884.0918 | 10.899 | 0
8004 | 838.8008 | 10.3407 | 0
8005 | 794.3778 | 9.793 | 0
8006 | 781.0719 | 9.629 | 0
8007 | 0 | 334.7229 | 456.4403
8008 | 0 | 345.7152 | 471.4298
8009 | 0 | 361.5922 | 493.0802
8010 | 0 | 357.5585 | 487.5798
8011 | 0 | 348.3565 | 475.0316
8012 | 0 | 320.3399 | 436.8272
8013 | 0 | 292.6213 | 399.029
8014 | 0 | 258.069 | 351.9123
8015 | 0 | 224.8949 | 306.6748
8016 | 0 | 315.4946 | 430.2199
8017 | 0 | 338.9715 | 462.2339
8018 | 0 | 354.0619 | 482.8117
8019 | 0 | 365.2714 | 498.0973
8020 | 0 | 423.6632 | 577.7225
8021 | 0 | 546.4373 | 745.1417
8022 | 0 | 647.3201 | 882.7093
8023 | 0 | 738.6641 | 1007.2693
8024 | 0 | 751.8156 | 1025.2032
8025 | 1585.0538 | 19.5404 | 0
8026 | 1455.0235 | 17.9374 | 0
8027 | 1379.2745 | 17.0036 | 0
8028 | 1303.2551 | 16.0664 | 0
8029 | 1227.9972 | 15.1387 | 0
8030 | 1204.7785 | 14.8524 | 0
8031 | 1201.0557 | 14.8065 | 0
8032 | 1237.1791 | 15.2518 | 0
8033 | 1293.2042 | 15.9425 | 0
8034 | 1268.8607 | 15.6424 | 0
8035 | 1226.096 | 15.1152 | 0
8036 | 1113.4547 | 13.7266 | 0
8037 | 1017.0925 | 12.5386 | 0
8038 | 903.4338 | 11.1375 | 0
8039 | 807.4421 | 9.9541 | 0
8040 | 962.4414 | 11.8649 | 0
8041 | 994.8809 | 12.2648 | 0
8042 | 1030.227 | 12.7006 | 0
8043 | 1039.612 | 12.8163 | 0
8044 | 1180.183 | 14.5492 | 0
8045 | 1410.2549 | 17.3855 | 0
8046 | 1823.8949 | 22.4848 | 0
8047 | 1910.3614 | 23.5508 | 0
8048 | 1951.3457 | 24.056 | 0
8049 | 1840.07 | 22.6842 | 0
8050 | 1760.5569 | 21.704 | 0
8051 | 1643.079 | 20.2558 | 0
8052 | 1553.9432 | 19.1569 | 0
8053 | 1524.6866 | 18.7962 | 0
8054 | 1495.5427 | 18.4369 | 0
8055 | 1423.3096 | 17.5465 | 0
8056 | 1431.3289 | 17.6453 | 0
8057 | 1433.2588 | 17.6691 | 0
8058 | 1297.5007 | 15.9955 | 0
8059 | 1284.1817 | 15.8313 | 0
8060 | 1253.2208 | 15.4496 | 0
8061 | 1235.0772 | 15.2259 | 0
8062 | 1085.3973 | 13.3807 | 0
8063 | 1013.1997 | 12.4906 | 0
8064 | 1102.2454 | 13.5884 | 0
8065 | 1125.6328 | 13.8767 | 0
8066 | 1099.284 | 13.5519 | 0
8067 | 1270.0236 | 15.6568 | 0
8068 | 1462.8485 | 18.0339 | 0
8069 | 1869.1948 | 23.0433 | 0
8070 | 1662.0169 | 20.4892 | 0
8071 | 1714.1736 | 21.1322 | 0
8072 | 1737.0936 | 21.4148 | 0
8073 | 1596.6357 | 19.6832 | 0
8074 | 1511.9971 | 18.6398 | 0
8075 | 1501.2065 | 18.5068 | 0
8076 | 1459.4464 | 17.9919 | 0
8077 | 1347.8447 | 16.6161 | 0
8078 | 1338.6767 | 16.5031 | 0
8079 | 1364.4112 | 16.8204 | 0
8080 | 1411.5298 | 17.4012 | 0
8081 | 1430.3332 | 17.633 | 0
8082 | 1448.5958 | 17.8582 | 0
8083 | 1489.2374 | 18.3592 | 0
8084 | 1407.45 | 17.3509 | 0
8085 | 1473.1984 | 18.1615 | 0
8086 | 0 | 541.1319 | 737.9071
8087 | 0 | 513.7816 | 700.6113
8088 | 0 | 410.6482 | 559.9748
8089 | 0 | 429.5678 | 585.7743
8090 | 0 | 443.7785 | 605.1525
8091 | 0 | 459.8392 | 627.0534
8092 | 0 | 519.8925 | 708.9443
8093 | 0 | 661.4623 | 901.9941
8094 | 0 | 799.6952 | 1090.4934
8095 | 0 | 910.0262 | 1240.9448
8096 | 0 | 928.5974 | 1266.2691
8097 | 0 | 889.1425 | 1212.4671
8098 | 1975.0606 | 24.3484 | 0
8099 | 1876.734 | 23.1362 | 0
8100 | 1779.354 | 21.9357 | 0
8101 | 1695.3946 | 20.9007 | 0
8102 | 1679.8845 | 20.7095 | 0
8103 | 0 | 719.9446 | 981.7426
8104 | 0 | 725.5785 | 989.4252
8105 | 0 | 727.4284 | 991.9478
8106 | 0 | 714.8364 | 974.777
8107 | 0 | 648.4348 | 884.2293
8108 | 0 | 576.9489 | 786.7485
8109 | 0 | 530.4727 | 723.3719
8110 | 0 | 491.1289 | 669.7212
8111 | 0 | 439.6793 | 599.5627
8112 | 0 | 422.9063 | 576.6903
8113 | 0 | 442.3645 | 603.2244
8114 | 0 | 457.0253 | 623.2163
8115 | 0 | 473.4978 | 645.6788
8116 | 0 | 535.1523 | 729.7531
8117 | 0 | 680.4108 | 927.833
8118 | 0 | 823.2768 | 1122.6502
8119 | 0 | 937.3832 | 1278.2498
8120 | 0 | 956.6064 | 1304.4633
8121 | 0 | 915.8952 | 1248.9481
8122 | 2034.3393 | 25.0792 | 0
8123 | 1932.9594 | 23.8294 | 0
8124 | 1832.3827 | 22.5895 | 0
8125 | 1745.6315 | 21.52 | 0
8126 | 0 | 740.7636 | 1010.1322
8127 | 0 | 741.2166 | 1010.7499
8128 | 0 | 746.9201 | 1018.5274
8129 | 0 | 748.7319 | 1020.9981
8130 | 0 | 735.6565 | 1003.168
8131 | 0 | 667.0416 | 909.6022
8132 | 0 | 593.2349 | 808.9567
8133 | 0 | 545.4614 | 743.811
8134 | 0 | 505.1773 | 688.8782
8135 | 0 | 452.6391 | 617.2352
8136 | 0 | 360.1241 | 491.0784
8137 | 0 | 376.9086 | 513.9662
8138 | 0 | 389.1801 | 530.7002
8139 | 0 | 403.7637 | 550.5868
8140 | 0 | 457.8422 | 624.3303
8141 | 0 | 585.9626 | 799.04
8142 | 0 | 703.4446 | 959.2426
8143 | 0 | 796.6407 | 1086.3282
8144 | 0 | 812.2057 | 1107.5532
8145 | 0 | 778.1857 | 1061.1624
8146 | 1729.6795 | 21.3234 | 0
8147 | 1644.3233 | 20.2711 | 0
8148 | 1561.0655 | 19.2447 | 0
8149 | 1489.546 | 18.363 | 0
8150 | 1476.5694 | 18.203 | 0
8151 | 0 | 632.9817 | 863.1569
8152 | 0 | 638.6506 | 870.8871
8153 | 0 | 640.9625 | 874.0398
8154 | 0 | 630.7139 | 860.0645
8155 | 0 | 574.1897 | 782.986
8156 | 0 | 512.8795 | 699.3812
8157 | 0 | 471.4568 | 642.8956
8158 | 0 | 435.2235 | 593.4865
8159 | 0 | 386.8013 | 527.4563
8160 | 0 | 444.3075 | 605.8739
8161 | 0 | 464.661 | 633.6286
8162 | 0 | 480.1522 | 654.7531
8163 | 0 | 497.2266 | 678.0363
8164 | 0 | 561.3442 | 765.4693
8165 | 0 | 712.1096 | 971.0586
8166 | 0 | 863.9447 | 1178.1064
8167 | 0 | 985.4797 | 1343.8359
8168 | 2187.7786 | 95.9722 | 94.0929
8169 | 2187.7786 | 52.9311 | 35.4005
8170 | 2138.3931 | 26.3619 | 0
8171 | 2031.4773 | 25.0439 | 0
8172 | 1924.8161 | 23.729 | 0
8173 | 1832.6946 | 22.5933 | 0
8174 | 1815.5338 | 22.3818 | 0
8175 | 0 | 777.9754 | 1060.8756
8176 | 0 | 783.6292 | 1068.5853
8177 | 0 | 785.2123 | 1070.7441
8178 | 0 | 771.1063 | 1051.5086
8179 | 0 | 698.2256 | 952.1259
8180 | 0 | 620.0425 | 845.5125
8181 | 0 | 570.1603 | 777.4913
8182 | 0 | 528.6415 | 720.8748
8183 | 0 | 474.9792 | 647.6989
8184 | 0 | 568.4541 | 775.1646
8185 | 0 | 579.7431 | 790.5588
8186 | 0 | 585.3877 | 798.2559
8187 | 0 | 611.5922 | 833.9894
8188 | 0 | 663.3396 | 904.554
8189 | 0 | 865.0768 | 1179.6502
8190 | 0 | 1057.6021 | 1442.1847
8191 | 0 | 1190.2769 | 1623.1049
8192 | 0 | 1207.778 | 1646.9701
8193 | 2187.7786 | 278.2203 | 342.6129
8194 | 2187.7786 | 228.9336 | 275.4039
8195 | 2187.7786 | 205.1416 | 242.9602
8196 | 2187.7786 | 146.0011 | 162.3141
8197 | 2187.7786 | 71.5354 | 60.77
8198 | 2187.7786 | 81.7837 | 74.7449
8199 | 2187.7786 | 53.1359 | 35.6798
8200 | 0 | 932.3356 | 1271.3667
8201 | 0 | 934.2595 | 1273.9902
8202 | 0 | 896.0888 | 1221.9393
8203 | 0 | 812.9832 | 1108.6135
8204 | 0 | 718.4308 | 979.6784
8205 | 0 | 675.7813 | 921.52
8206 | 0 | 646.5331 | 881.6361
8207 | 0 | 589.093 | 803.3086
8208 | 0 | 676.9536 | 923.1186
8209 | 0 | 695.881 | 948.9286
8210 | 0 | 710.3267 | 968.6274
8211 | 0 | 705.0305 | 961.4052
8212 | 0 | 783.6423 | 1068.6032
8213 | 0 | 895.2406 | 1220.7827
8214 | 0 | 1140.521 | 1555.2559
8215 | 2187.7786 | 363.5719 | 459.0016
8216 | 2187.7786 | 332.0198 | 415.9759
8217 | 2187.7786 | 264.6952 | 324.1697
8218 | 2187.7786 | 274.5788 | 337.6473
8219 | 2187.7786 | 224.1243 | 268.8458
8220 | 2187.7786 | 168.3986 | 192.8562
8221 | 2187.7786 | 163.6001 | 186.3127
8222 | 2187.7786 | 115.8618 | 121.2151
8223 | 2090.054 | 25.766 | 0
8224 | 2168.7153 | 26.7358 | 0
8225 | 2030.8533 | 25.0362 | 0
8226 | 1828.8575 | 22.546 | 0
8227 | 1800.2375 | 22.1932 | 0
8228 | 1843.2553 | 22.7235 | 0
8229 | 1778.7452 | 21.9282 | 0
8230 | 1557.0422 | 19.1951 | 0
8231 | 1451.6504 | 17.8958 | 0
8232 | 1464.8147 | 18.0581 | 0
8233 | 1469.9681 | 18.1217 | 0
8234 | 1476.819 | 18.2061 | 0
8235 | 1695.1478 | 20.8977 | 0
8236 | 1846.35 | 22.7617 | 0
8237 | 2187.7786 | 91.3414 | 87.7781
8238 | 2187.7786 | 60.8253 | 46.1653
8239 | 2187.7786 | 119.124 | 125.6636
8240 | 2187.7786 | 74.47 | 64.7716
8241 | 2187.7786 | 50.296 | 31.8071
8242 | 2170.9584 | 26.7634 | 0
8243 | 2044.9779 | 25.2103 | 0
8244 | 1924.1509 | 23.7208 | 0
8245 | 1912.7226 | 23.5799 | 0
8246 | 1797.0337 | 22.1537 | 0
8247 | 1843.7762 | 22.7299 | 0
8248 | 1860.3579 | 22.9343 | 0
8249 | 1938.4745 | 23.8974 | 0
8250 | 1928.8049 | 23.7782 | 0
8251 | 1855.281 | 22.8718 | 0
8252 | 1761.2047 | 21.712 | 0
8253 | 1793.0017 | 22.104 | 0
8254 | 1714.2172 | 21.1327 | 0
8255 | 1574.2901 | 19.4077 | 0
8256 | 962.908 | 11.8707 | 0
8257 | 1007.2565 | 12.4174 | 0
8258 | 1040.5934 | 12.8284 | 0
8259 | 1078.214 | 13.2921 | 0
8260 | 1218.9187 | 15.0267 | 0
8261 | 1550.5665 | 19.1153 | 0
8262 | 1874.9961 | 23.1148 | 0
8263 | 2133.9857 | 26.3076 | 0
8264 | 2177.589 | 26.8451 | 0
8265 | 2085.0278 | 25.7041 | 0
8266 | 1983.5969 | 24.4536 | 0
8267 | 1884.8198 | 23.2359 | 0
8268 | 1786.9508 | 22.0294 | 0
8269 | 1702.5609 | 20.989 | 0
8270 | 1686.9633 | 20.7968 | 0
8271 | 1688.0342 | 20.81 | 0
8272 | 1701.1876 | 20.9721 | 0
8273 | 1705.4712 | 21.0249 | 0
8274 | 1675.8824 | 20.6601 | 0
8275 | 1520.0463 | 18.739 | 0
8276 | 1352.314 | 16.6712 | 0
8277 | 1243.3867 | 15.3284 | 0
8278 | 1151.2674 | 14.1927 | 0
8279 | 1030.8859 | 12.7087 | 0
8280 | 1146.0791 | 14.1288 | 0
8281 | 1198.2095 | 14.7714 | 0
8282 | 1238.536 | 15.2686 | 0
8283 | 1281.618 | 15.7997 | 0
8284 | 1444.2846 | 17.805 | 0
8285 | 1825.5369 | 22.5051 | 0
8286 | 2187.7786 | 42.6557 | 21.3886
8287 | 2187.7786 | 179.8606 | 208.4861
8288 | 2187.7786 | 203.1377 | 240.2276
8289 | 2187.7786 | 155.1083 | 174.7331
8290 | 2187.7786 | 102.6136 | 103.1493
8291 | 2187.7786 | 51.7165 | 33.7441
8292 | 2125.9542 | 26.2086 | 0
8293 | 2022.4409 | 24.9325 | 0
8294 | 2002.9664 | 24.6924 | 0
8295 | 2003.6553 | 24.7009 | 0
8296 | 2016.8368 | 24.8634 | 0
8297 | 2019.5922 | 24.8974 | 0
8298 | 1981.6767 | 24.43 | 0
8299 | 1790.3942 | 22.0718 | 0
8300 | 1586.0644 | 19.5529 | 0
8301 | 1458.6749 | 17.9824 | 0
8302 | 1354.9103 | 16.7032 | 0
8303 | 1222.8504 | 15.0752 | 0
8304 | 1418.0585 | 17.4817 | 0
8305 | 1446.0407 | 17.8267 | 0
8306 | 1460.0318 | 17.9992 | 0
8307 | 1524.8337 | 18.798 | 0
8308 | 1651.6459 | 20.3614 | 0
8309 | 2150.693 | 26.5136 | 0
8310 | 2187.7786 | 219.2503 | 262.1994
8311 | 2187.7786 | 363.3305 | 458.6723
8312 | 2187.7786 | 382.0007 | 484.1317
8313 | 2187.7786 | 361.1232 | 455.6624
8314 | 2187.7786 | 308.2679 | 383.587
8315 | 2187.7786 | 282.8802 | 348.9675
8316 | 2187.7786 | 219.0839 | 261.9725
8317 | 2187.7786 | 138.8884 | 152.615
8318 | 2187.7786 | 149.9887 | 167.7517
8319 | 2187.7786 | 118.9271 | 125.395
8320 | 2187.7786 | 85.1241 | 79.3001
8321 | 2187.7786 | 86.8292 | 81.6251
8322 | 2187.7786 | 45.4244 | 25.164
8323 | 2021.3866 | 24.9195 | 0
8324 | 1783.7772 | 21.9903 | 0
8325 | 1678.5464 | 20.693 | 0
8326 | 1607.6244 | 19.8187 | 0
8327 | 1468.9436 | 18.109 | 0
8328 | 1491.5568 | 18.3878 | 0
8329 | 1520.8399 | 18.7488 | 0
8330 | 1535.4815 | 18.9293 | 0
8331 | 0 | 686.6253 | 936.3072
8332 | 0 | 742.9403 | 1013.1004
8333 | 0 | 966.2554 | 1317.621
8334 | 0 | 1187.2639 | 1618.9962
8335 | 2187.7786 | 430.7146 | 550.5597
8336 | 2187.7786 | 450.3289 | 577.3066
8337 | 2187.7786 | 428.3502 | 547.3356
8338 | 2187.7786 | 372.5914 | 471.3009
8339 | 2187.7786 | 345.9147 | 434.9235
8340 | 2187.7786 | 278.3033 | 342.7262
8341 | 2187.7786 | 193.4216 | 226.9784
8342 | 2187.7786 | 205.2229 | 243.0711
8343 | 2187.7786 | 172.173 | 198.003
8344 | 2187.7786 | 135.9057 | 148.5477
8345 | 2187.7786 | 137.4069 | 150.5948
8346 | 2187.7786 | 93.337 | 90.4993
8347 | 2120.5937 | 26.1425 | 0
8348 | 0 | 800.5723 | 1091.6895
8349 | 0 | 753.5817 | 1027.6114
8350 | 0 | 722.3604 | 985.0369
8351 | 0 | 661.5316 | 902.0885
8352 | 0 | 628.3339 | 856.8189
8353 | 0 | 640.694 | 873.6737
8354 | 0 | 646.8741 | 882.1011
8355 | 0 | 675.4653 | 921.089
8356 | 0 | 731.165 | 997.0431
8357 | 0 | 951.3849 | 1297.343
8358 | 2187.7786 | 257.9433 | 314.9626
8359 | 2187.7786 | 408.1735 | 519.8219
8360 | 2187.7786 | 427.4748 | 546.1418
8361 | 2187.7786 | 405.8642 | 516.6728
8362 | 2187.7786 | 351.0833 | 441.9717
8363 | 2187.7786 | 324.8344 | 406.1777
8364 | 2187.7786 | 258.5267 | 315.7581
8365 | 2187.7786 | 175.2403 | 202.1857
8366 | 2187.7786 | 186.8 | 217.9489
8367 | 2187.7786 | 154.4367 | 173.8172
8368 | 2187.7786 | 119.0361 | 125.5436
8369 | 2187.7786 | 120.6238 | 127.7087
8370 | 2187.7786 | 77.475 | 68.8695
8371 | 2087.8926 | 25.7394 | 0
8372 | 1841.1967 | 22.6981 | 0
8373 | 1732.9133 | 21.3632 | 0
8374 | 1660.5657 | 20.4713 | 0
8375 | 1519.4087 | 18.7312 | 0
8376 | 1018.7515 | 12.5591 | 0
8377 | 1052.7454 | 12.9782 | 0
8378 | 1090.3842 | 13.4422 | 0
8379 | 1099.4592 | 13.554 | 0
8380 | 1246.7664 | 15.37 | 0
8381 | 1484.9227 | 18.306 | 0
8382 | 1927.7606 | 23.7653 | 0
8383 | 2020.9896 | 24.9146 | 0
8384 | 2065.0998 | 25.4584 | 0
8385 | 1946.4807 | 23.9961 | 0
8386 | 1862.0042 | 22.9546 | 0
8387 | 1737.0375 | 21.4141 | 0
8388 | 1641.8249 | 20.2403 | 0
8389 | 1610.5584 | 19.8548 | 0
8390 | 1579.2672 | 19.4691 | 0
8391 | 1501.7582 | 18.5136 | 0
8392 | 1509.4199 | 18.608 | 0
8393 | 1510.7093 | 18.6239 | 0
8394 | 0 | 584.583 | 797.1586
8395 | 0 | 578.498 | 788.8609
8396 | 0 | 564.5334 | 769.8182
8397 | 0 | 557.0678 | 759.6379
8398 | 0 | 489.6976 | 667.7694
8399 | 0 | 458.6991 | 625.4987
8400 | 0 | 377.6935 | 515.0366
8401 | 0 | 386.3688 | 526.8666
8402 | 0 | 377.9755 | 515.4211
8403 | 0 | 435.3974 | 593.7238
8404 | 0 | 503.0485 | 685.9752
8405 | 0 | 647.5948 | 883.0838
8406 | 0 | 579.3891 | 790.076
8407 | 0 | 595.6018 | 812.1842
8408 | 0 | 602.8024 | 822.0033
8409 | 1298.1566 | 16.0036 | 0
8410 | 1231.219 | 15.1784 | 0
8411 | 1220.4732 | 15.0459 | 0
8412 | 1187.8189 | 14.6433 | 0
8413 | 1102.0465 | 13.5859 | 0
8414 | 1095.3215 | 13.503 | 0
8415 | 1115.6813 | 13.754 | 0
8416 | 1154.7598 | 14.2358 | 0
8417 | 0 | 501.8102 | 684.2867
8418 | 0 | 508.4714 | 693.3701
8419 | 0 | 521.7592 | 711.4898
8420 | 0 | 494.1593 | 673.8535
8421 | 0 | 513.0544 | 699.6197
8422 | 0 | 440.1773 | 600.2418
8423 | 0 | 412.5236 | 562.5322
8424 | 0 | 426.6707 | 581.8237
8425 | 0 | 446.2688 | 608.5483
8426 | 0 | 461.0931 | 628.7633
8427 | 0 | 477.6257 | 651.3077
8428 | 0 | 539.5835 | 735.7957
8429 | 0 | 685.4461 | 934.6993
8430 | 0 | 830.2337 | 1132.1368
8431 | 0 | 945.9738 | 1289.9643
8432 | 2187.7786 | 55.4548 | 38.8418
8433 | 2158.1486 | 26.6055 | 0
8434 | 2052.8609 | 25.3075 | 0
8435 | 1950.427 | 24.0447 | 0
8436 | 1848.5834 | 22.7892 | 0
8437 | 1760.6937 | 21.7057 | 0
8438 | 1744.3845 | 21.5046 | 0
8439 | 0 | 747.534 | 1019.3646
8440 | 0 | 753.1619 | 1027.0389
8441 | 0 | 754.8701 | 1029.3683
8442 | 0 | 741.5405 | 1011.1916
8443 | 0 | 672.0183 | 916.3886
8444 | 0 | 597.315 | 814.5205
8445 | 0 | 549.2316 | 748.9522
8446 | 0 | 508.8893 | 693.94
8447 | 0 | 456.4568 | 622.4411
8448 | 0 | 398.4287 | 543.3118
8449 | 0 | 416.8485 | 568.4298
8450 | 0 | 430.5738 | 587.146
8451 | 0 | 446.3202 | 608.6185
8452 | 0 | 505.0504 | 688.7051
8453 | 0 | 643.7098 | 877.7862
8454 | 0 | 776.6011 | 1059.0014
8455 | 2060.4623 | 25.4012 | 0
8456 | 2101.9804 | 25.9131 | 0
8457 | 2013.0453 | 24.8167 | 0
8458 | 1915.5086 | 23.6142 | 0
8459 | 1820.3942 | 22.4417 | 0
8460 | 1726.6144 | 21.2856 | 0
8461 | 1645.8457 | 20.2899 | 0
8462 | 1631.0023 | 20.1069 | 0
8463 | 1632.1821 | 20.1214 | 0
8464 | 1645.5028 | 20.2856 | 0
8465 | 1650.222 | 20.3438 | 0
8466 | 1622.3048 | 19.9996 | 0
8467 | 1473.1885 | 18.1614 | 0
8468 | 1312.3037 | 16.178 | 0
8469 | 1206.5085 | 14.8737 | 0
8470 | 1116.0544 | 13.7586 | 0
8471 | 996.9717 | 12.2906 | 0
8472 | 791.1671 | 9.7534 | 0
8473 | 828.2285 | 10.2103 | 0
8474 | 855.0029 | 10.5404 | 0
8475 | 0 | 380.1211 | 518.347
8476 | 0 | 431.5937 | 588.5368
8477 | 0 | 553.7978 | 755.1788
8478 | 0 | 662.7816 | 903.7931
8479 | 1748.7822 | 21.5589 | 0
8480 | 1782.2763 | 21.9718 | 0
8481 | 1708.1012 | 21.0573 | 0
8482 | 1626.5139 | 20.0515 | 0
8483 | 1546.5631 | 19.0659 | 0
8484 | 1469.1147 | 18.1111 | 0
8485 | 1402.6982 | 17.2924 | 0
8486 | 1390.7483 | 17.145 | 0
8487 | 0 | 596.2628 | 813.0857
8488 | 0 | 601.8999 | 820.7726
8489 | 0 | 604.3624 | 824.1305
8490 | 0 | 595.0497 | 811.4315
8491 | 0 | 542.5754 | 739.8755
8492 | 0 | 485.4615 | 661.9929
8493 | 0 | 446.2089 | 608.4667
8494 | 0 | 411.3958 | 560.9942
8495 | 0 | 364.4592 | 496.9899
8496 | 0 | 433.4558 | 591.076
8497 | 0 | 453.3506 | 618.2054
8498 | 0 | 468.4254 | 638.7619
8499 | 0 | 485.1824 | 661.6123
8500 | 0 | 548.0163 | 747.295
8501 | 0 | 695.8921 | 948.9438
8502 | 0 | 843.2711 | 1149.9151
8503 | 0 | 961.1267 | 1310.6273
8504 | 0 | 981.0123 | 1337.744
8505 | 0 | 939.1384 | 1280.6432
8506 | 0 | 893.2855 | 1218.1166
8507 | 1981.5596 | 24.4285 | 0
8508 | 1877.9312 | 23.151 | 0
8509 | 1788.481 | 22.0483 | 0
8510 | 0 | 758.8763 | 1034.8313
8511 | 0 | 759.2968 | 1035.4047
8512 | 0 | 764.9579 | 1043.1245
8513 | 0 | 766.6401 | 1045.4183
8514 | 0 | 753.0372 | 1026.8689
8515 | 0 | 682.2776 | 930.3786
8516 | 0 | 606.2798 | 826.7452
8517 | 0 | 557.4831 | 760.2043
8518 | 0 | 516.6328 | 704.4993
8519 | 0 | 463.6215 | 632.2112
8520 | 0 | 550.1987 | 750.271
8521 | 0 | 561.1613 | 765.2199
8522 | 0 | 566.6425 | 772.6944
8523 | 0 | 592.1196 | 807.4359
8524 | 0 | 642.6625 | 876.358
8525 | 0 | 838.7658 | 1143.7716
8526 | 0 | 1023.9513 | 1396.2972
8527 | 0 | 1151.273 | 1569.9177
8528 | 0 | 1168.2253 | 1593.0345
8529 | 0 | 1149.3437 | 1567.2869
8530 | 0 | 1101.7322 | 1502.3621
8531 | 2187.7786 | 168.6506 | 193.1997
8532 | 2187.7786 | 111.6954 | 115.5336
8533 | 2187.7786 | 39.9192 | 17.6569
8534 | 0 | 959.8061 | 1308.8265
8535 | 0 | 932.2913 | 1271.3064
8536 | 0 | 902.8436 | 1231.1503
8537 | 0 | 904.8701 | 1233.9137
8538 | 0 | 868.2174 | 1183.9328
8539 | 0 | 788.2155 | 1074.8393
8540 | 0 | 697.0491 | 950.5216
8541 | 0 | 655.5358 | 893.9124
8542 | 0 | 626.817 | 854.7505
8543 | 0 | 570.2955 | 777.6757
8544 | 0 | 601.9538 | 820.8461
8545 | 0 | 618.8172 | 843.8417
8546 | 0 | 631.5992 | 861.2717
8547 | 0 | 627.8575 | 856.1693
8548 | 0 | 699.0228 | 953.2129
8549 | 0 | 803.1536 | 1095.2094
8550 | 0 | 1017.119 | 1386.9805
8551 | 0 | 1132.1959 | 1543.9036
8552 | 0 | 1105.0234 | 1506.8501
8553 | 0 | 1045.9001 | 1426.2275
8554 | 2187.7786 | 143.8611 | 159.3959
8555 | 2187.7786 | 99.3004 | 98.6314
8556 | 2187.7786 | 50.4733 | 32.0489
8557 | 2187.7786 | 45.8629 | 25.762
8558 | 2134.4637 | 26.3135 | 0
8559 | 0 | 800.1776 | 1091.1513
8560 | 0 | 830.3521 | 1132.2983
8561 | 0 | 779.3831 | 1062.7951
8562 | 0 | 704.0931 | 960.1269
8563 | 0 | 693.2636 | 945.3595
8564 | 0 | 708.7208 | 966.4374
8565 | 0 | 682.9978 | 931.3606
8566 | 0 | 598.1515 | 815.6611
8567 | 0 | 554.533 | 756.1813
8568 | 0 | 589.5869 | 803.9821
8569 | 0 | 601.1619 | 819.7662
8570 | 0 | 586.1702 | 799.323
8571 | 0 | 679.0294 | 925.9491
8572 | 0 | 779.9405 | 1063.5553
8573 | 0 | 989.7911 | 1349.7152
8574 | 0 | 875.0357 | 1193.2305
8575 | 0 | 905.2792 | 1234.4716
8576 | 2144.4731 | 26.4369 | 0
8577 | 1964.7072 | 24.2208 | 0
8578 | 1857.9021 | 22.9041 | 0
8579 | 1847.4117 | 22.7747 | 0
8580 | 1794.1886 | 22.1186 | 0
8581 | 1649.8405 | 20.3391 | 0
8582 | 1637.5286 | 20.1873 | 0
8583 | 1669.9925 | 20.5875 | 0
8584 | 1726.8875 | 21.2889 | 0
8585 | 1747.7575 | 21.5462 | 0
8586 | 0 | 757.7501 | 1033.2955
8587 | 0 | 780.3914 | 1064.17
8588 | 0 | 736.0427 | 1003.6945
8589 | 0 | 776.3473 | 1058.6554
8590 | 0 | 665.5875 | 907.6194
8591 | 0 | 639.5874 | 872.1646
8592 | 0 | 496.1864 | 676.6178
8593 | 0 | 518.7153 | 707.339
8594 | 0 | 536.2145 | 731.2016
8595 | 0 | 554.7615 | 756.493
8596 | 0 | 624.8892 | 852.1216
8597 | 0 | 789.114 | 1076.0646
8598 | 0 | 962.5872 | 1312.6189
8599 | 0 | 1102.0312 | 1502.7698
8600 | 2187.7786 | 215.6743 | 257.323
8601 | 2187.7786 | 167.0013 | 190.9507
8602 | 2187.7786 | 113.8225 | 118.4341
8603 | 2187.7786 | 62.294 | 48.1681
8604 | 2148.9021 | 26.4915 | 0
8605 | 2043.8207 | 25.1961 | 0
8606 | 2024.0032 | 24.9518 | 0
8607 | 2024.6148 | 24.9593 | 0
8608 | 2037.5816 | 25.1191 | 0
8609 | 2040.0279 | 25.1493 | 0
8610 | 2001.3104 | 24.672 | 0
8611 | 1807.1117 | 22.2779 | 0
8612 | 1599.885 | 19.7233 | 0
8613 | 1471.4392 | 18.1398 | 0
8614 | 1367.3984 | 16.8572 | 0
8615 | 1235.5282 | 15.2315 | 0
8616 | 1146.3146 | 14.1317 | 0
8617 | 1198.4548 | 14.7745 | 0
8618 | 1238.7905 | 15.2717 | 0
8619 | 1281.8793 | 15.8029 | 0
8620 | 1444.5734 | 17.8086 | 0
8621 | 1825.8876 | 22.5094 | 0
8622 | 2187.7786 | 42.8477 | 21.6503
8623 | 2187.7786 | 180.087 | 208.7949
8624 | 2187.7786 | 203.3702 | 240.5446
8625 | 2187.7786 | 155.3299 | 175.0352
8626 | 2187.7786 | 102.8234 | 103.4354
8627 | 2187.7786 | 51.9152 | 34.0151
8628 | 2126.3898 | 26.214 | 0
8629 | 2022.8515 | 24.9376 | 0
8630 | 2003.3719 | 24.6974 | 0
8631 | 2004.0602 | 24.7059 | 0
8632 | 2017.2414 | 24.8684 | 0
8633 | 2019.9946 | 24.9023 | 0
8634 | 1982.068 | 24.4348 | 0
8635 | 1790.7391 | 22.0761 | 0
8636 | 1586.3616 | 19.5565 | 0
8637 | 1458.9487 | 17.9858 | 0
8638 | 1355.1699 | 16.7064 | 0
8639 | 1223.0965 | 15.0782 | 0
8640 | 788.2615 | 9.7176 | 0
8641 | 825.1981 | 10.173 | 0
8642 | 851.8629 | 10.5017 | 0
8643 | 884.2968 | 10.9015 | 0
8644 | 1004.1196 | 12.3787 | 0
8645 | 1288.6344 | 15.8862 | 0
8646 | 1541.9403 | 19.0089 | 0
8647 | 1742.276 | 21.4786 | 0
8648 | 1775.6045 | 21.8895 | 0
8649 | 1701.7361 | 20.9789 | 0
8650 | 1620.4803 | 19.9772 | 0
8651 | 1540.8453 | 18.9954 | 0
8652 | 1463.7354 | 18.0448 | 0
8653 | 1397.616 | 17.2297 | 0
8654 | 1385.7259 | 17.0831 | 0
8655 | 1387.1681 | 17.1009 | 0
8656 | 1400.3245 | 17.2631 | 0
8657 | 1406.0935 | 17.3342 | 0
8658 | 1384.4766 | 17.0677 | 0
8659 | 1262.5074 | 15.5641 | 0
8660 | 1129.726 | 13.9272 | 0
8661 | 1038.3745 | 12.801 | 0
8662 | 957.2874 | 11.8014 | 0
8663 | 847.9052 | 10.4529 | 0
8664 | 598.3944 | 7.377 | 0
8665 | 643.5765 | 7.934 | 0
8666 | 669.3675 | 8.2519 | 0
8667 | 692.4945 | 8.537 | 0
8668 | 809.0107 | 9.9734 | 0
8669 | 1051.7545 | 12.9659 | 0
8670 | 1235.5181 | 15.2314 | 0
8671 | 1398.5532 | 17.2413 | 0
8672 | 1420.7143 | 17.5145 | 0
8673 | 1285.4654 | 15.8471 | 0
8674 | 1182.6622 | 14.5798 | 0
8675 | 1122.0161 | 13.8321 | 0
8676 | 1062.1555 | 13.0942 | 0
8677 | 1003.1334 | 12.3666 | 0
8678 | 985.154 | 12.1449 | 0
8679 | 983.7636 | 12.1278 | 0
8680 | 1014.5962 | 12.5079 | 0
8681 | 1060.8396 | 13.0779 | 0
8682 | 1044.6009 | 12.8778 | 0
8683 | 1013.2272 | 12.491 | 0
8684 | 925.506 | 11.4096 | 0
8685 | 845.4157 | 10.4222 | 0
8686 | 748.4498 | 9.2268 | 0
8687 | 661.1846 | 8.151 | 0
8688 | 743.8398 | 9.17 | 0
8689 | 799.1529 | 9.8519 | 0
8690 | 834.8966 | 10.2925 | 0
8691 | 861.2163 | 10.617 | 0
8692 | 998.5499 | 12.31 | 0
8693 | 1287.4372 | 15.8714 | 0
8694 | 1525.7303 | 18.8091 | 0
8695 | 1741.6876 | 21.4714 | 0
8696 | 1772.8572 | 21.8556 | 0
8697 | 1600.6845 | 19.7331 | 0
8698 | 1469.2173 | 18.1124 | 0
8699 | 1392.6756 | 17.1688 | 0
8700 | 1315.802 | 16.2211 | 0
8701 | 1239.6846 | 15.2827 | 0
8702 | 1216.1873 | 14.9931 | 0
8703 | 1212.3328 | 14.9455 | 0
8704 | 1248.7227 | 15.3942 | 0
8705 | 1305.2532 | 16.0911 | 0
8706 | 1280.4652 | 15.7855 | 0
8707 | 1237.0858 | 15.2507 | 0
8708 | 1123.122 | 13.8458 | 0
8709 | 1025.9227 | 12.6475 | 0
8710 | 911.4227 | 11.2359 | 0
8711 | 815.0338 | 10.0477 | 0
8712 | 1213.5832 | 14.961 | 0
8713 | 1252.8807 | 15.4454 | 0
8714 | 0 | 556.1384 | 758.3705
8715 | 0 | 559.4854 | 762.9347
8716 | 0 | 632.4191 | 862.3897
8717 | 0 | 745.8974 | 1017.1328
8718 | 0 | 979.2966 | 1335.4045
8719 | 0 | 1029.4062 | 1403.7358
8720 | 0 | 1052.9987 | 1435.9073
8721 | 0 | 991.2349 | 1351.684
8722 | 2187.7786 | 37.6315 | 14.5374
8723 | 2061.6581 | 25.416 | 0
8724 | 1945.2313 | 23.9807 | 0
8725 | 1906.946 | 23.5087 | 0
8726 | 0 | 800.1055 | 1091.0529
8727 | 0 | 758.9926 | 1034.9899
8728 | 0 | 761.6668 | 1038.6366
8729 | 0 | 761.1996 | 1037.9994
8730 | 0 | 683.6889 | 932.303
8731 | 0 | 676.277 | 922.1959
8732 | 0 | 659.8909 | 899.8512
8733 | 0 | 653.6472 | 891.3371
8734 | 0 | 575.092 | 784.2163
8735 | 0 | 544.2057 | 742.0987
8736 | 0 | 536.8332 | 732.0453
8737 | 0 | 547.7187 | 746.8892
8738 | 0 | 534.4009 | 728.7285
8739 | 0 | 618.3844 | 843.2514
8740 | 0 | 711.0923 | 969.6713
8741 | 0 | 904.9446 | 1234.0153
8742 | 0 | 801.9147 | 1093.5201
8743 | 0 | 828.5838 | 1129.887
8744 | 0 | 840.2452 | 1145.7889
8745 | 0 | 770.8313 | 1051.1336
8746 | 1702.9358 | 20.9937 | 0
8747 | 1692.2784 | 20.8623 | 0
8748 | 1644.2132 | 20.2697 | 0
8749 | 1514.6205 | 18.6721 | 0
8750 | 1503.7294 | 18.5379 | 0
8751 | 0 | 656.6447 | 895.4246
8752 | 0 | 679.1416 | 926.1022
8753 | 0 | 687.6948 | 937.7657
8754 | 0 | 696.2814 | 949.4746
8755 | 0 | 716.5628 | 977.131
8756 | 0 | 676.4047 | 922.37
8757 | 0 | 711.2012 | 969.8198
8758 | 0 | 609.8233 | 831.5773
8759 | 0 | 583.1288 | 795.1756

## efficiency (-)
| Heat Pump (Geothermal 80°C) | CC gas turbine/ back-pressure turbine | heat boiler natural gas
0 | 48.67 | 0.36 | 0.9
1 | 48.67 | 0.36 | 0.9
2 | 48.67 | 0.36 | 0.9
3 | 48.67 | 0.36 | 0.9
4 | 48.67 | 0.36 | 0.9
5 | 48.67 | 0.36 | 0.9
6 | 48.67 | 0.36 | 0.9
7 | 48.67 | 0.36 | 0.9
8 | 48.67 | 0.36 | 0.9
9 | 48.67 | 0.36 | 0.9
10 | 48.67 | 0.36 | 0.9
11 | 48.67 | 0.36 | 0.9
12 | 48.67 | 0.36 | 0.9
13 | 48.67 | 0.36 | 0.9
14 | 48.67 | 0.36 | 0.9
15 | 48.67 | 0.36 | 0.9
16 | 48.67 | 0.36 | 0.9
17 | 48.67 | 0.36 | 0.9
18 | 48.67 | 0.36 | 0.9
19 | 48.67 | 0.36 | 0.9
20 | 48.67 | 0.36 | 0.9
21 | 48.67 | 0.36 | 0.9
22 | 48.67 | 0.36 | 0.9
23 | 48.67 | 0.36 | 0.9
24 | 48.67 | 0.36 | 0.9
25 | 48.67 | 0.36 | 0.9
26 | 48.67 | 0.36 | 0.9
27 | 48.67 | 0.36 | 0.9
28 | 48.67 | 0.36 | 0.9
29 | 48.67 | 0.36 | 0.9
30 | 48.67 | 0.36 | 0.9
31 | 48.67 | 0.36 | 0.9
32 | 48.67 | 0.36 | 0.9
33 | 48.67 | 0.36 | 0.9
34 | 48.67 | 0.36 | 0.9
35 | 48.67 | 0.36 | 0.9
36 | 48.67 | 0.36 | 0.9
37 | 48.67 | 0.36 | 0.9
38 | 48.67 | 0.36 | 0.9
39 | 48.67 | 0.36 | 0.9
40 | 48.67 | 0.36 | 0.9
41 | 48.67 | 0.36 | 0.9
42 | 48.67 | 0.36 | 0.9
43 | 48.67 | 0.36 | 0.9
44 | 48.67 | 0.36 | 0.9
45 | 48.67 | 0.36 | 0.9
46 | 48.67 | 0.36 | 0.9
47 | 48.67 | 0.36 | 0.9
48 | 48.67 | 0.36 | 0.9
49 | 48.67 | 0.36 | 0.9
50 | 48.67 | 0.36 | 0.9
51 | 48.67 | 0.36 | 0.9
52 | 48.67 | 0.36 | 0.9
53 | 48.67 | 0.36 | 0.9
54 | 48.67 | 0.36 | 0.9
55 | 48.67 | 0.36 | 0.9
56 | 48.67 | 0.36 | 0.9
57 | 48.67 | 0.36 | 0.9
58 | 48.67 | 0.36 | 0.9
59 | 48.67 | 0.36 | 0.9
60 | 48.67 | 0.36 | 0.9
61 | 48.67 | 0.36 | 0.9
62 | 48.67 | 0.36 | 0.9
63 | 48.67 | 0.36 | 0.9
64 | 48.67 | 0.36 | 0.9
65 | 48.67 | 0.36 | 0.9
66 | 48.67 | 0.36 | 0.9
67 | 48.67 | 0.36 | 0.9
68 | 48.67 | 0.36 | 0.9
69 | 48.67 | 0.36 | 0.9
70 | 48.67 | 0.36 | 0.9
71 | 48.67 | 0.36 | 0.9
72 | 48.67 | 0.36 | 0.9
73 | 48.67 | 0.36 | 0.9
74 | 48.67 | 0.36 | 0.9
75 | 48.67 | 0.36 | 0.9
76 | 48.67 | 0.36 | 0.9
77 | 48.67 | 0.36 | 0.9
78 | 48.67 | 0.36 | 0.9
79 | 48.67 | 0.36 | 0.9
80 | 48.67 | 0.36 | 0.9
81 | 48.67 | 0.36 | 0.9
82 | 48.67 | 0.36 | 0.9
83 | 48.67 | 0.36 | 0.9
84 | 48.67 | 0.36 | 0.9
85 | 48.67 | 0.36 | 0.9
86 | 48.67 | 0.36 | 0.9
87 | 48.67 | 0.36 | 0.9
88 | 48.67 | 0.36 | 0.9
89 | 48.67 | 0.36 | 0.9
90 | 48.67 | 0.36 | 0.9
91 | 48.67 | 0.36 | 0.9
92 | 48.67 | 0.36 | 0.9
93 | 48.67 | 0.36 | 0.9
94 | 48.67 | 0.36 | 0.9
95 | 48.67 | 0.36 | 0.9
96 | 48.67 | 0.36 | 0.9
97 | 48.67 | 0.36 | 0.9
98 | 48.67 | 0.36 | 0.9
99 | 48.67 | 0.36 | 0.9
100 | 48.67 | 0.36 | 0.9
101 | 48.67 | 0.36 | 0.9
102 | 48.67 | 0.36 | 0.9
103 | 48.67 | 0.36 | 0.9
104 | 48.67 | 0.36 | 0.9
105 | 48.67 | 0.36 | 0.9
106 | 48.67 | 0.36 | 0.9
107 | 48.67 | 0.36 | 0.9
108 | 48.67 | 0.36 | 0.9
109 | 48.67 | 0.36 | 0.9
110 | 48.67 | 0.36 | 0.9
111 | 48.67 | 0.36 | 0.9
112 | 48.67 | 0.36 | 0.9
113 | 48.67 | 0.36 | 0.9
114 | 48.67 | 0.36 | 0.9
115 | 48.67 | 0.36 | 0.9
116 | 48.67 | 0.36 | 0.9
117 | 48.67 | 0.36 | 0.9
118 | 48.67 | 0.36 | 0.9
119 | 48.67 | 0.36 | 0.9
120 | 48.67 | 0.36 | 0.9
121 | 48.67 | 0.36 | 0.9
122 | 48.67 | 0.36 | 0.9
123 | 48.67 | 0.36 | 0.9
124 | 48.67 | 0.36 | 0.9
125 | 48.67 | 0.36 | 0.9
126 | 48.67 | 0.36 | 0.9
127 | 48.67 | 0.36 | 0.9
128 | 48.67 | 0.36 | 0.9
129 | 48.67 | 0.36 | 0.9
130 | 48.67 | 0.36 | 0.9
131 | 48.67 | 0.36 | 0.9
132 | 48.67 | 0.36 | 0.9
133 | 48.67 | 0.36 | 0.9
134 | 48.67 | 0.36 | 0.9
135 | 48.67 | 0.36 | 0.9
136 | 48.67 | 0.36 | 0.9
137 | 48.67 | 0.36 | 0.9
138 | 48.67 | 0.36 | 0.9
139 | 48.67 | 0.36 | 0.9
140 | 48.67 | 0.36 | 0.9
141 | 48.67 | 0.36 | 0.9
142 | 48.67 | 0.36 | 0.9
143 | 48.67 | 0.36 | 0.9
144 | 48.67 | 0.36 | 0.9
145 | 48.67 | 0.36 | 0.9
146 | 48.67 | 0.36 | 0.9
147 | 48.67 | 0.36 | 0.9
148 | 48.67 | 0.36 | 0.9
149 | 48.67 | 0.36 | 0.9
150 | 48.67 | 0.36 | 0.9
151 | 48.67 | 0.36 | 0.9
152 | 48.67 | 0.36 | 0.9
153 | 48.67 | 0.36 | 0.9
154 | 48.67 | 0.36 | 0.9
155 | 48.67 | 0.36 | 0.9
156 | 48.67 | 0.36 | 0.9
157 | 48.67 | 0.36 | 0.9
158 | 48.67 | 0.36 | 0.9
159 | 48.67 | 0.36 | 0.9
160 | 48.67 | 0.36 | 0.9
161 | 48.67 | 0.36 | 0.9
162 | 48.67 | 0.36 | 0.9
163 | 48.67 | 0.36 | 0.9
164 | 48.67 | 0.36 | 0.9
165 | 48.67 | 0.36 | 0.9
166 | 48.67 | 0.36 | 0.9
167 | 48.67 | 0.36 | 0.9
168 | 48.67 | 0.36 | 0.9
169 | 48.67 | 0.36 | 0.9
170 | 48.67 | 0.36 | 0.9
171 | 48.67 | 0.36 | 0.9
172 | 48.67 | 0.36 | 0.9
173 | 48.67 | 0.36 | 0.9
174 | 48.67 | 0.36 | 0.9
175 | 48.67 | 0.36 | 0.9
176 | 48.67 | 0.36 | 0.9
177 | 48.67 | 0.36 | 0.9
178 | 48.67 | 0.36 | 0.9
179 | 48.67 | 0.36 | 0.9
180 | 48.67 | 0.36 | 0.9
181 | 48.67 | 0.36 | 0.9
182 | 48.67 | 0.36 | 0.9
183 | 48.67 | 0.36 | 0.9
184 | 48.67 | 0.36 | 0.9
185 | 48.67 | 0.36 | 0.9
186 | 48.67 | 0.36 | 0.9
187 | 48.67 | 0.36 | 0.9
188 | 48.67 | 0.36 | 0.9
189 | 48.67 | 0.36 | 0.9
190 | 48.67 | 0.36 | 0.9
191 | 48.67 | 0.36 | 0.9
192 | 48.67 | 0.36 | 0.9
193 | 48.67 | 0.36 | 0.9
194 | 48.67 | 0.36 | 0.9
195 | 48.67 | 0.36 | 0.9
196 | 48.67 | 0.36 | 0.9
197 | 48.67 | 0.36 | 0.9
198 | 48.67 | 0.36 | 0.9
199 | 48.67 | 0.36 | 0.9
200 | 48.67 | 0.36 | 0.9
201 | 48.67 | 0.36 | 0.9
202 | 48.67 | 0.36 | 0.9
203 | 48.67 | 0.36 | 0.9
204 | 48.67 | 0.36 | 0.9
205 | 48.67 | 0.36 | 0.9
206 | 48.67 | 0.36 | 0.9
207 | 48.67 | 0.36 | 0.9
208 | 48.67 | 0.36 | 0.9
209 | 48.67 | 0.36 | 0.9
210 | 48.67 | 0.36 | 0.9
211 | 48.67 | 0.36 | 0.9
212 | 48.67 | 0.36 | 0.9
213 | 48.67 | 0.36 | 0.9
214 | 48.67 | 0.36 | 0.9
215 | 48.67 | 0.36 | 0.9
216 | 48.67 | 0.36 | 0.9
217 | 48.67 | 0.36 | 0.9
218 | 48.67 | 0.36 | 0.9
219 | 48.67 | 0.36 | 0.9
220 | 48.67 | 0.36 | 0.9
221 | 48.67 | 0.36 | 0.9
222 | 48.67 | 0.36 | 0.9
223 | 48.67 | 0.36 | 0.9
224 | 48.67 | 0.36 | 0.9
225 | 48.67 | 0.36 | 0.9
226 | 48.67 | 0.36 | 0.9
227 | 48.67 | 0.36 | 0.9
228 | 48.67 | 0.36 | 0.9
229 | 48.67 | 0.36 | 0.9
230 | 48.67 | 0.36 | 0.9
231 | 48.67 | 0.36 | 0.9
232 | 48.67 | 0.36 | 0.9
233 | 48.67 | 0.36 | 0.9
234 | 48.67 | 0.36 | 0.9
235 | 48.67 | 0.36 | 0.9
236 | 48.67 | 0.36 | 0.9
237 | 48.67 | 0.36 | 0.9
238 | 48.67 | 0.36 | 0.9
239 | 48.67 | 0.36 | 0.9
240 | 48.67 | 0.36 | 0.9
241 | 48.67 | 0.36 | 0.9
242 | 48.67 | 0.36 | 0.9
243 | 48.67 | 0.36 | 0.9
244 | 48.67 | 0.36 | 0.9
245 | 48.67 | 0.36 | 0.9
246 | 48.67 | 0.36 | 0.9
247 | 48.67 | 0.36 | 0.9
248 | 48.67 | 0.36 | 0.9
249 | 48.67 | 0.36 | 0.9
250 | 48.67 | 0.36 | 0.9
251 | 48.67 | 0.36 | 0.9
252 | 48.67 | 0.36 | 0.9
253 | 48.67 | 0.36 | 0.9
254 | 48.67 | 0.36 | 0.9
255 | 48.67 | 0.36 | 0.9
256 | 48.67 | 0.36 | 0.9
257 | 48.67 | 0.36 | 0.9
258 | 48.67 | 0.36 | 0.9
259 | 48.67 | 0.36 | 0.9
260 | 48.67 | 0.36 | 0.9
261 | 48.67 | 0.36 | 0.9
262 | 48.67 | 0.36 | 0.9
263 | 48.67 | 0.36 | 0.9
264 | 48.67 | 0.36 | 0.9
265 | 48.67 | 0.36 | 0.9
266 | 48.67 | 0.36 | 0.9
267 | 48.67 | 0.36 | 0.9
268 | 48.67 | 0.36 | 0.9
269 | 48.67 | 0.36 | 0.9
270 | 48.67 | 0.36 | 0.9
271 | 48.67 | 0.36 | 0.9
272 | 48.67 | 0.36 | 0.9
273 | 48.67 | 0.36 | 0.9
274 | 48.67 | 0.36 | 0.9
275 | 48.67 | 0.36 | 0.9
276 | 48.67 | 0.36 | 0.9
277 | 48.67 | 0.36 | 0.9
278 | 48.67 | 0.36 | 0.9
279 | 48.67 | 0.36 | 0.9
280 | 48.67 | 0.36 | 0.9
281 | 48.67 | 0.36 | 0.9
282 | 48.67 | 0.36 | 0.9
283 | 48.67 | 0.36 | 0.9
284 | 48.67 | 0.36 | 0.9
285 | 48.67 | 0.36 | 0.9
286 | 48.67 | 0.36 | 0.9
287 | 48.67 | 0.36 | 0.9
288 | 48.67 | 0.36 | 0.9
289 | 48.67 | 0.36 | 0.9
290 | 48.67 | 0.36 | 0.9
291 | 48.67 | 0.36 | 0.9
292 | 48.67 | 0.36 | 0.9
293 | 48.67 | 0.36 | 0.9
294 | 48.67 | 0.36 | 0.9
295 | 48.67 | 0.36 | 0.9
296 | 48.67 | 0.36 | 0.9
297 | 48.67 | 0.36 | 0.9
298 | 48.67 | 0.36 | 0.9
299 | 48.67 | 0.36 | 0.9
300 | 48.67 | 0.36 | 0.9
301 | 48.67 | 0.36 | 0.9
302 | 48.67 | 0.36 | 0.9
303 | 48.67 | 0.36 | 0.9
304 | 48.67 | 0.36 | 0.9
305 | 48.67 | 0.36 | 0.9
306 | 48.67 | 0.36 | 0.9
307 | 48.67 | 0.36 | 0.9
308 | 48.67 | 0.36 | 0.9
309 | 48.67 | 0.36 | 0.9
310 | 48.67 | 0.36 | 0.9
311 | 48.67 | 0.36 | 0.9
312 | 48.67 | 0.36 | 0.9
313 | 48.67 | 0.36 | 0.9
314 | 48.67 | 0.36 | 0.9
315 | 48.67 | 0.36 | 0.9
316 | 48.67 | 0.36 | 0.9
317 | 48.67 | 0.36 | 0.9
318 | 48.67 | 0.36 | 0.9
319 | 48.67 | 0.36 | 0.9
320 | 48.67 | 0.36 | 0.9
321 | 48.67 | 0.36 | 0.9
322 | 48.67 | 0.36 | 0.9
323 | 48.67 | 0.36 | 0.9
324 | 48.67 | 0.36 | 0.9
325 | 48.67 | 0.36 | 0.9
326 | 48.67 | 0.36 | 0.9
327 | 48.67 | 0.36 | 0.9
328 | 48.67 | 0.36 | 0.9
329 | 48.67 | 0.36 | 0.9
330 | 48.67 | 0.36 | 0.9
331 | 48.67 | 0.36 | 0.9
332 | 48.67 | 0.36 | 0.9
333 | 48.67 | 0.36 | 0.9
334 | 48.67 | 0.36 | 0.9
335 | 48.67 | 0.36 | 0.9
336 | 48.67 | 0.36 | 0.9
337 | 48.67 | 0.36 | 0.9
338 | 48.67 | 0.36 | 0.9
339 | 48.67 | 0.36 | 0.9
340 | 48.67 | 0.36 | 0.9
341 | 48.67 | 0.36 | 0.9
342 | 48.67 | 0.36 | 0.9
343 | 48.67 | 0.36 | 0.9
344 | 48.67 | 0.36 | 0.9
345 | 48.67 | 0.36 | 0.9
346 | 48.67 | 0.36 | 0.9
347 | 48.67 | 0.36 | 0.9
348 | 48.67 | 0.36 | 0.9
349 | 48.67 | 0.36 | 0.9
350 | 48.67 | 0.36 | 0.9
351 | 48.67 | 0.36 | 0.9
352 | 48.67 | 0.36 | 0.9
353 | 48.67 | 0.36 | 0.9
354 | 48.67 | 0.36 | 0.9
355 | 48.67 | 0.36 | 0.9
356 | 48.67 | 0.36 | 0.9
357 | 48.67 | 0.36 | 0.9
358 | 48.67 | 0.36 | 0.9
359 | 48.67 | 0.36 | 0.9
360 | 48.67 | 0.36 | 0.9
361 | 48.67 | 0.36 | 0.9
362 | 48.67 | 0.36 | 0.9
363 | 48.67 | 0.36 | 0.9
364 | 48.67 | 0.36 | 0.9
365 | 48.67 | 0.36 | 0.9
366 | 48.67 | 0.36 | 0.9
367 | 48.67 | 0.36 | 0.9
368 | 48.67 | 0.36 | 0.9
369 | 48.67 | 0.36 | 0.9
370 | 48.67 | 0.36 | 0.9
371 | 48.67 | 0.36 | 0.9
372 | 48.67 | 0.36 | 0.9
373 | 48.67 | 0.36 | 0.9
374 | 48.67 | 0.36 | 0.9
375 | 48.67 | 0.36 | 0.9
376 | 48.67 | 0.36 | 0.9
377 | 48.67 | 0.36 | 0.9
378 | 48.67 | 0.36 | 0.9
379 | 48.67 | 0.36 | 0.9
380 | 48.67 | 0.36 | 0.9
381 | 48.67 | 0.36 | 0.9
382 | 48.67 | 0.36 | 0.9
383 | 48.67 | 0.36 | 0.9
384 | 48.67 | 0.36 | 0.9
385 | 48.67 | 0.36 | 0.9
386 | 48.67 | 0.36 | 0.9
387 | 48.67 | 0.36 | 0.9
388 | 48.67 | 0.36 | 0.9
389 | 48.67 | 0.36 | 0.9
390 | 48.67 | 0.36 | 0.9
391 | 48.67 | 0.36 | 0.9
392 | 48.67 | 0.36 | 0.9
393 | 48.67 | 0.36 | 0.9
394 | 48.67 | 0.36 | 0.9
395 | 48.67 | 0.36 | 0.9
396 | 48.67 | 0.36 | 0.9
397 | 48.67 | 0.36 | 0.9
398 | 48.67 | 0.36 | 0.9
399 | 48.67 | 0.36 | 0.9
400 | 48.67 | 0.36 | 0.9
401 | 48.67 | 0.36 | 0.9
402 | 48.67 | 0.36 | 0.9
403 | 48.67 | 0.36 | 0.9
404 | 48.67 | 0.36 | 0.9
405 | 48.67 | 0.36 | 0.9
406 | 48.67 | 0.36 | 0.9
407 | 48.67 | 0.36 | 0.9
408 | 48.67 | 0.36 | 0.9
409 | 48.67 | 0.36 | 0.9
410 | 48.67 | 0.36 | 0.9
411 | 48.67 | 0.36 | 0.9
412 | 48.67 | 0.36 | 0.9
413 | 48.67 | 0.36 | 0.9
414 | 48.67 | 0.36 | 0.9
415 | 48.67 | 0.36 | 0.9
416 | 48.67 | 0.36 | 0.9
417 | 48.67 | 0.36 | 0.9
418 | 48.67 | 0.36 | 0.9
419 | 48.67 | 0.36 | 0.9
420 | 48.67 | 0.36 | 0.9
421 | 48.67 | 0.36 | 0.9
422 | 48.67 | 0.36 | 0.9
423 | 48.67 | 0.36 | 0.9
424 | 48.67 | 0.36 | 0.9
425 | 48.67 | 0.36 | 0.9
426 | 48.67 | 0.36 | 0.9
427 | 48.67 | 0.36 | 0.9
428 | 48.67 | 0.36 | 0.9
429 | 48.67 | 0.36 | 0.9
430 | 48.67 | 0.36 | 0.9
431 | 48.67 | 0.36 | 0.9
432 | 48.67 | 0.36 | 0.9
433 | 48.67 | 0.36 | 0.9
434 | 48.67 | 0.36 | 0.9
435 | 48.67 | 0.36 | 0.9
436 | 48.67 | 0.36 | 0.9
437 | 48.67 | 0.36 | 0.9
438 | 48.67 | 0.36 | 0.9
439 | 48.67 | 0.36 | 0.9
440 | 48.67 | 0.36 | 0.9
441 | 48.67 | 0.36 | 0.9
442 | 48.67 | 0.36 | 0.9
443 | 48.67 | 0.36 | 0.9
444 | 48.67 | 0.36 | 0.9
445 | 48.67 | 0.36 | 0.9
446 | 48.67 | 0.36 | 0.9
447 | 48.67 | 0.36 | 0.9
448 | 48.67 | 0.36 | 0.9
449 | 48.67 | 0.36 | 0.9
450 | 48.67 | 0.36 | 0.9
451 | 48.67 | 0.36 | 0.9
452 | 48.67 | 0.36 | 0.9
453 | 48.67 | 0.36 | 0.9
454 | 48.67 | 0.36 | 0.9
455 | 48.67 | 0.36 | 0.9
456 | 48.67 | 0.36 | 0.9
457 | 48.67 | 0.36 | 0.9
458 | 48.67 | 0.36 | 0.9
459 | 48.67 | 0.36 | 0.9
460 | 48.67 | 0.36 | 0.9
461 | 48.67 | 0.36 | 0.9
462 | 48.67 | 0.36 | 0.9
463 | 48.67 | 0.36 | 0.9
464 | 48.67 | 0.36 | 0.9
465 | 48.67 | 0.36 | 0.9
466 | 48.67 | 0.36 | 0.9
467 | 48.67 | 0.36 | 0.9
468 | 48.67 | 0.36 | 0.9
469 | 48.67 | 0.36 | 0.9
470 | 48.67 | 0.36 | 0.9
471 | 48.67 | 0.36 | 0.9
472 | 48.67 | 0.36 | 0.9
473 | 48.67 | 0.36 | 0.9
474 | 48.67 | 0.36 | 0.9
475 | 48.67 | 0.36 | 0.9
476 | 48.67 | 0.36 | 0.9
477 | 48.67 | 0.36 | 0.9
478 | 48.67 | 0.36 | 0.9
479 | 48.67 | 0.36 | 0.9
480 | 48.67 | 0.36 | 0.9
481 | 48.67 | 0.36 | 0.9
482 | 48.67 | 0.36 | 0.9
483 | 48.67 | 0.36 | 0.9
484 | 48.67 | 0.36 | 0.9
485 | 48.67 | 0.36 | 0.9
486 | 48.67 | 0.36 | 0.9
487 | 48.67 | 0.36 | 0.9
488 | 48.67 | 0.36 | 0.9
489 | 48.67 | 0.36 | 0.9
490 | 48.67 | 0.36 | 0.9
491 | 48.67 | 0.36 | 0.9
492 | 48.67 | 0.36 | 0.9
493 | 48.67 | 0.36 | 0.9
494 | 48.67 | 0.36 | 0.9
495 | 48.67 | 0.36 | 0.9
496 | 48.67 | 0.36 | 0.9
497 | 48.67 | 0.36 | 0.9
498 | 48.67 | 0.36 | 0.9
499 | 48.67 | 0.36 | 0.9
500 | 48.67 | 0.36 | 0.9
501 | 48.67 | 0.36 | 0.9
502 | 48.67 | 0.36 | 0.9
503 | 48.67 | 0.36 | 0.9
504 | 48.67 | 0.36 | 0.9
505 | 48.67 | 0.36 | 0.9
506 | 48.67 | 0.36 | 0.9
507 | 48.67 | 0.36 | 0.9
508 | 48.67 | 0.36 | 0.9
509 | 48.67 | 0.36 | 0.9
510 | 48.67 | 0.36 | 0.9
511 | 48.67 | 0.36 | 0.9
512 | 48.67 | 0.36 | 0.9
513 | 48.67 | 0.36 | 0.9
514 | 48.67 | 0.36 | 0.9
515 | 48.67 | 0.36 | 0.9
516 | 48.67 | 0.36 | 0.9
517 | 48.67 | 0.36 | 0.9
518 | 48.67 | 0.36 | 0.9
519 | 48.67 | 0.36 | 0.9
520 | 48.67 | 0.36 | 0.9
521 | 48.67 | 0.36 | 0.9
522 | 48.67 | 0.36 | 0.9
523 | 48.67 | 0.36 | 0.9
524 | 48.67 | 0.36 | 0.9
525 | 48.67 | 0.36 | 0.9
526 | 48.67 | 0.36 | 0.9
527 | 48.67 | 0.36 | 0.9
528 | 48.67 | 0.36 | 0.9
529 | 48.67 | 0.36 | 0.9
530 | 48.67 | 0.36 | 0.9
531 | 48.67 | 0.36 | 0.9
532 | 48.67 | 0.36 | 0.9
533 | 48.67 | 0.36 | 0.9
534 | 48.67 | 0.36 | 0.9
535 | 48.67 | 0.36 | 0.9
536 | 48.67 | 0.36 | 0.9
537 | 48.67 | 0.36 | 0.9
538 | 48.67 | 0.36 | 0.9
539 | 48.67 | 0.36 | 0.9
540 | 48.67 | 0.36 | 0.9
541 | 48.67 | 0.36 | 0.9
542 | 48.67 | 0.36 | 0.9
543 | 48.67 | 0.36 | 0.9
544 | 48.67 | 0.36 | 0.9
545 | 48.67 | 0.36 | 0.9
546 | 48.67 | 0.36 | 0.9
547 | 48.67 | 0.36 | 0.9
548 | 48.67 | 0.36 | 0.9
549 | 48.67 | 0.36 | 0.9
550 | 48.67 | 0.36 | 0.9
551 | 48.67 | 0.36 | 0.9
552 | 48.67 | 0.36 | 0.9
553 | 48.67 | 0.36 | 0.9
554 | 48.67 | 0.36 | 0.9
555 | 48.67 | 0.36 | 0.9
556 | 48.67 | 0.36 | 0.9
557 | 48.67 | 0.36 | 0.9
558 | 48.67 | 0.36 | 0.9
559 | 48.67 | 0.36 | 0.9
560 | 48.67 | 0.36 | 0.9
561 | 48.67 | 0.36 | 0.9
562 | 48.67 | 0.36 | 0.9
563 | 48.67 | 0.36 | 0.9
564 | 48.67 | 0.36 | 0.9
565 | 48.67 | 0.36 | 0.9
566 | 48.67 | 0.36 | 0.9
567 | 48.67 | 0.36 | 0.9
568 | 48.67 | 0.36 | 0.9
569 | 48.67 | 0.36 | 0.9
570 | 48.67 | 0.36 | 0.9
571 | 48.67 | 0.36 | 0.9
572 | 48.67 | 0.36 | 0.9
573 | 48.67 | 0.36 | 0.9
574 | 48.67 | 0.36 | 0.9
575 | 48.67 | 0.36 | 0.9
576 | 48.67 | 0.36 | 0.9
577 | 48.67 | 0.36 | 0.9
578 | 48.67 | 0.36 | 0.9
579 | 48.67 | 0.36 | 0.9
580 | 48.67 | 0.36 | 0.9
581 | 48.67 | 0.36 | 0.9
582 | 48.67 | 0.36 | 0.9
583 | 48.67 | 0.36 | 0.9
584 | 48.67 | 0.36 | 0.9
585 | 48.67 | 0.36 | 0.9
586 | 48.67 | 0.36 | 0.9
587 | 48.67 | 0.36 | 0.9
588 | 48.67 | 0.36 | 0.9
589 | 48.67 | 0.36 | 0.9
590 | 48.67 | 0.36 | 0.9
591 | 48.67 | 0.36 | 0.9
592 | 48.67 | 0.36 | 0.9
593 | 48.67 | 0.36 | 0.9
594 | 48.67 | 0.36 | 0.9
595 | 48.67 | 0.36 | 0.9
596 | 48.67 | 0.36 | 0.9
597 | 48.67 | 0.36 | 0.9
598 | 48.67 | 0.36 | 0.9
599 | 48.67 | 0.36 | 0.9
600 | 48.67 | 0.36 | 0.9
601 | 48.67 | 0.36 | 0.9
602 | 48.67 | 0.36 | 0.9
603 | 48.67 | 0.36 | 0.9
604 | 48.67 | 0.36 | 0.9
605 | 48.67 | 0.36 | 0.9
606 | 48.67 | 0.36 | 0.9
607 | 48.67 | 0.36 | 0.9
608 | 48.67 | 0.36 | 0.9
609 | 48.67 | 0.36 | 0.9
610 | 48.67 | 0.36 | 0.9
611 | 48.67 | 0.36 | 0.9
612 | 48.67 | 0.36 | 0.9
613 | 48.67 | 0.36 | 0.9
614 | 48.67 | 0.36 | 0.9
615 | 48.67 | 0.36 | 0.9
616 | 48.67 | 0.36 | 0.9
617 | 48.67 | 0.36 | 0.9
618 | 48.67 | 0.36 | 0.9
619 | 48.67 | 0.36 | 0.9
620 | 48.67 | 0.36 | 0.9
621 | 48.67 | 0.36 | 0.9
622 | 48.67 | 0.36 | 0.9
623 | 48.67 | 0.36 | 0.9
624 | 48.67 | 0.36 | 0.9
625 | 48.67 | 0.36 | 0.9
626 | 48.67 | 0.36 | 0.9
627 | 48.67 | 0.36 | 0.9
628 | 48.67 | 0.36 | 0.9
629 | 48.67 | 0.36 | 0.9
630 | 48.67 | 0.36 | 0.9
631 | 48.67 | 0.36 | 0.9
632 | 48.67 | 0.36 | 0.9
633 | 48.67 | 0.36 | 0.9
634 | 48.67 | 0.36 | 0.9
635 | 48.67 | 0.36 | 0.9
636 | 48.67 | 0.36 | 0.9
637 | 48.67 | 0.36 | 0.9
638 | 48.67 | 0.36 | 0.9
639 | 48.67 | 0.36 | 0.9
640 | 48.67 | 0.36 | 0.9
641 | 48.67 | 0.36 | 0.9
642 | 48.67 | 0.36 | 0.9
643 | 48.67 | 0.36 | 0.9
644 | 48.67 | 0.36 | 0.9
645 | 48.67 | 0.36 | 0.9
646 | 48.67 | 0.36 | 0.9
647 | 48.67 | 0.36 | 0.9
648 | 48.67 | 0.36 | 0.9
649 | 48.67 | 0.36 | 0.9
650 | 48.67 | 0.36 | 0.9
651 | 48.67 | 0.36 | 0.9
652 | 48.67 | 0.36 | 0.9
653 | 48.67 | 0.36 | 0.9
654 | 48.67 | 0.36 | 0.9
655 | 48.67 | 0.36 | 0.9
656 | 48.67 | 0.36 | 0.9
657 | 48.67 | 0.36 | 0.9
658 | 48.67 | 0.36 | 0.9
659 | 48.67 | 0.36 | 0.9
660 | 48.67 | 0.36 | 0.9
661 | 48.67 | 0.36 | 0.9
662 | 48.67 | 0.36 | 0.9
663 | 48.67 | 0.36 | 0.9
664 | 48.67 | 0.36 | 0.9
665 | 48.67 | 0.36 | 0.9
666 | 48.67 | 0.36 | 0.9
667 | 48.67 | 0.36 | 0.9
668 | 48.67 | 0.36 | 0.9
669 | 48.67 | 0.36 | 0.9
670 | 48.67 | 0.36 | 0.9
671 | 48.67 | 0.36 | 0.9
672 | 48.67 | 0.36 | 0.9
673 | 48.67 | 0.36 | 0.9
674 | 48.67 | 0.36 | 0.9
675 | 48.67 | 0.36 | 0.9
676 | 48.67 | 0.36 | 0.9
677 | 48.67 | 0.36 | 0.9
678 | 48.67 | 0.36 | 0.9
679 | 48.67 | 0.36 | 0.9
680 | 48.67 | 0.36 | 0.9
681 | 48.67 | 0.36 | 0.9
682 | 48.67 | 0.36 | 0.9
683 | 48.67 | 0.36 | 0.9
684 | 48.67 | 0.36 | 0.9
685 | 48.67 | 0.36 | 0.9
686 | 48.67 | 0.36 | 0.9
687 | 48.67 | 0.36 | 0.9
688 | 48.67 | 0.36 | 0.9
689 | 48.67 | 0.36 | 0.9
690 | 48.67 | 0.36 | 0.9
691 | 48.67 | 0.36 | 0.9
692 | 48.67 | 0.36 | 0.9
693 | 48.67 | 0.36 | 0.9
694 | 48.67 | 0.36 | 0.9
695 | 48.67 | 0.36 | 0.9
696 | 48.67 | 0.36 | 0.9
697 | 48.67 | 0.36 | 0.9
698 | 48.67 | 0.36 | 0.9
699 | 48.67 | 0.36 | 0.9
700 | 48.67 | 0.36 | 0.9
701 | 48.67 | 0.36 | 0.9
702 | 48.67 | 0.36 | 0.9
703 | 48.67 | 0.36 | 0.9
704 | 48.67 | 0.36 | 0.9
705 | 48.67 | 0.36 | 0.9
706 | 48.67 | 0.36 | 0.9
707 | 48.67 | 0.36 | 0.9
708 | 48.67 | 0.36 | 0.9
709 | 48.67 | 0.36 | 0.9
710 | 48.67 | 0.36 | 0.9
711 | 48.67 | 0.36 | 0.9
712 | 48.67 | 0.36 | 0.9
713 | 48.67 | 0.36 | 0.9
714 | 48.67 | 0.36 | 0.9
715 | 48.67 | 0.36 | 0.9
716 | 48.67 | 0.36 | 0.9
717 | 48.67 | 0.36 | 0.9
718 | 48.67 | 0.36 | 0.9
719 | 48.67 | 0.36 | 0.9
720 | 48.67 | 0.36 | 0.9
721 | 48.67 | 0.36 | 0.9
722 | 48.67 | 0.36 | 0.9
723 | 48.67 | 0.36 | 0.9
724 | 48.67 | 0.36 | 0.9
725 | 48.67 | 0.36 | 0.9
726 | 48.67 | 0.36 | 0.9
727 | 48.67 | 0.36 | 0.9
728 | 48.67 | 0.36 | 0.9
729 | 48.67 | 0.36 | 0.9
730 | 48.67 | 0.36 | 0.9
731 | 48.67 | 0.36 | 0.9
732 | 48.67 | 0.36 | 0.9
733 | 48.67 | 0.36 | 0.9
734 | 48.67 | 0.36 | 0.9
735 | 48.67 | 0.36 | 0.9
736 | 48.67 | 0.36 | 0.9
737 | 48.67 | 0.36 | 0.9
738 | 48.67 | 0.36 | 0.9
739 | 48.67 | 0.36 | 0.9
740 | 48.67 | 0.36 | 0.9
741 | 48.67 | 0.36 | 0.9
742 | 48.67 | 0.36 | 0.9
743 | 48.67 | 0.36 | 0.9
744 | 48.67 | 0.36 | 0.9
745 | 48.67 | 0.36 | 0.9
746 | 48.67 | 0.36 | 0.9
747 | 48.67 | 0.36 | 0.9
748 | 48.67 | 0.36 | 0.9
749 | 48.67 | 0.36 | 0.9
750 | 48.67 | 0.36 | 0.9
751 | 48.67 | 0.36 | 0.9
752 | 48.67 | 0.36 | 0.9
753 | 48.67 | 0.36 | 0.9
754 | 48.67 | 0.36 | 0.9
755 | 48.67 | 0.36 | 0.9
756 | 48.67 | 0.36 | 0.9
757 | 48.67 | 0.36 | 0.9
758 | 48.67 | 0.36 | 0.9
759 | 48.67 | 0.36 | 0.9
760 | 48.67 | 0.36 | 0.9
761 | 48.67 | 0.36 | 0.9
762 | 48.67 | 0.36 | 0.9
763 | 48.67 | 0.36 | 0.9
764 | 48.67 | 0.36 | 0.9
765 | 48.67 | 0.36 | 0.9
766 | 48.67 | 0.36 | 0.9
767 | 48.67 | 0.36 | 0.9
768 | 48.67 | 0.36 | 0.9
769 | 48.67 | 0.36 | 0.9
770 | 48.67 | 0.36 | 0.9
771 | 48.67 | 0.36 | 0.9
772 | 48.67 | 0.36 | 0.9
773 | 48.67 | 0.36 | 0.9
774 | 48.67 | 0.36 | 0.9
775 | 48.67 | 0.36 | 0.9
776 | 48.67 | 0.36 | 0.9
777 | 48.67 | 0.36 | 0.9
778 | 48.67 | 0.36 | 0.9
779 | 48.67 | 0.36 | 0.9
780 | 48.67 | 0.36 | 0.9
781 | 48.67 | 0.36 | 0.9
782 | 48.67 | 0.36 | 0.9
783 | 48.67 | 0.36 | 0.9
784 | 48.67 | 0.36 | 0.9
785 | 48.67 | 0.36 | 0.9
786 | 48.67 | 0.36 | 0.9
787 | 48.67 | 0.36 | 0.9
788 | 48.67 | 0.36 | 0.9
789 | 48.67 | 0.36 | 0.9
790 | 48.67 | 0.36 | 0.9
791 | 48.67 | 0.36 | 0.9
792 | 48.67 | 0.36 | 0.9
793 | 48.67 | 0.36 | 0.9
794 | 48.67 | 0.36 | 0.9
795 | 48.67 | 0.36 | 0.9
796 | 48.67 | 0.36 | 0.9
797 | 48.67 | 0.36 | 0.9
798 | 48.67 | 0.36 | 0.9
799 | 48.67 | 0.36 | 0.9
800 | 48.67 | 0.36 | 0.9
801 | 48.67 | 0.36 | 0.9
802 | 48.67 | 0.36 | 0.9
803 | 48.67 | 0.36 | 0.9
804 | 48.67 | 0.36 | 0.9
805 | 48.67 | 0.36 | 0.9
806 | 48.67 | 0.36 | 0.9
807 | 48.67 | 0.36 | 0.9
808 | 48.67 | 0.36 | 0.9
809 | 48.67 | 0.36 | 0.9
810 | 48.67 | 0.36 | 0.9
811 | 48.67 | 0.36 | 0.9
812 | 48.67 | 0.36 | 0.9
813 | 48.67 | 0.36 | 0.9
814 | 48.67 | 0.36 | 0.9
815 | 48.67 | 0.36 | 0.9
816 | 48.67 | 0.36 | 0.9
817 | 48.67 | 0.36 | 0.9
818 | 48.67 | 0.36 | 0.9
819 | 48.67 | 0.36 | 0.9
820 | 48.67 | 0.36 | 0.9
821 | 48.67 | 0.36 | 0.9
822 | 48.67 | 0.36 | 0.9
823 | 48.67 | 0.36 | 0.9
824 | 48.67 | 0.36 | 0.9
825 | 48.67 | 0.36 | 0.9
826 | 48.67 | 0.36 | 0.9
827 | 48.67 | 0.36 | 0.9
828 | 48.67 | 0.36 | 0.9
829 | 48.67 | 0.36 | 0.9
830 | 48.67 | 0.36 | 0.9
831 | 48.67 | 0.36 | 0.9
832 | 48.67 | 0.36 | 0.9
833 | 48.67 | 0.36 | 0.9
834 | 48.67 | 0.36 | 0.9
835 | 48.67 | 0.36 | 0.9
836 | 48.67 | 0.36 | 0.9
837 | 48.67 | 0.36 | 0.9
838 | 48.67 | 0.36 | 0.9
839 | 48.67 | 0.36 | 0.9
840 | 48.67 | 0.36 | 0.9
841 | 48.67 | 0.36 | 0.9
842 | 48.67 | 0.36 | 0.9
843 | 48.67 | 0.36 | 0.9
844 | 48.67 | 0.36 | 0.9
845 | 48.67 | 0.36 | 0.9
846 | 48.67 | 0.36 | 0.9
847 | 48.67 | 0.36 | 0.9
848 | 48.67 | 0.36 | 0.9
849 | 48.67 | 0.36 | 0.9
850 | 48.67 | 0.36 | 0.9
851 | 48.67 | 0.36 | 0.9
852 | 48.67 | 0.36 | 0.9
853 | 48.67 | 0.36 | 0.9
854 | 48.67 | 0.36 | 0.9
855 | 48.67 | 0.36 | 0.9
856 | 48.67 | 0.36 | 0.9
857 | 48.67 | 0.36 | 0.9
858 | 48.67 | 0.36 | 0.9
859 | 48.67 | 0.36 | 0.9
860 | 48.67 | 0.36 | 0.9
861 | 48.67 | 0.36 | 0.9
862 | 48.67 | 0.36 | 0.9
863 | 48.67 | 0.36 | 0.9
864 | 48.67 | 0.36 | 0.9
865 | 48.67 | 0.36 | 0.9
866 | 48.67 | 0.36 | 0.9
867 | 48.67 | 0.36 | 0.9
868 | 48.67 | 0.36 | 0.9
869 | 48.67 | 0.36 | 0.9
870 | 48.67 | 0.36 | 0.9
871 | 48.67 | 0.36 | 0.9
872 | 48.67 | 0.36 | 0.9
873 | 48.67 | 0.36 | 0.9
874 | 48.67 | 0.36 | 0.9
875 | 48.67 | 0.36 | 0.9
876 | 48.67 | 0.36 | 0.9
877 | 48.67 | 0.36 | 0.9
878 | 48.67 | 0.36 | 0.9
879 | 48.67 | 0.36 | 0.9
880 | 48.67 | 0.36 | 0.9
881 | 48.67 | 0.36 | 0.9
882 | 48.67 | 0.36 | 0.9
883 | 48.67 | 0.36 | 0.9
884 | 48.67 | 0.36 | 0.9
885 | 48.67 | 0.36 | 0.9
886 | 48.67 | 0.36 | 0.9
887 | 48.67 | 0.36 | 0.9
888 | 48.67 | 0.36 | 0.9
889 | 48.67 | 0.36 | 0.9
890 | 48.67 | 0.36 | 0.9
891 | 48.67 | 0.36 | 0.9
892 | 48.67 | 0.36 | 0.9
893 | 48.67 | 0.36 | 0.9
894 | 48.67 | 0.36 | 0.9
895 | 48.67 | 0.36 | 0.9
896 | 48.67 | 0.36 | 0.9
897 | 48.67 | 0.36 | 0.9
898 | 48.67 | 0.36 | 0.9
899 | 48.67 | 0.36 | 0.9
900 | 48.67 | 0.36 | 0.9
901 | 48.67 | 0.36 | 0.9
902 | 48.67 | 0.36 | 0.9
903 | 48.67 | 0.36 | 0.9
904 | 48.67 | 0.36 | 0.9
905 | 48.67 | 0.36 | 0.9
906 | 48.67 | 0.36 | 0.9
907 | 48.67 | 0.36 | 0.9
908 | 48.67 | 0.36 | 0.9
909 | 48.67 | 0.36 | 0.9
910 | 48.67 | 0.36 | 0.9
911 | 48.67 | 0.36 | 0.9
912 | 48.67 | 0.36 | 0.9
913 | 48.67 | 0.36 | 0.9
914 | 48.67 | 0.36 | 0.9
915 | 48.67 | 0.36 | 0.9
916 | 48.67 | 0.36 | 0.9
917 | 48.67 | 0.36 | 0.9
918 | 48.67 | 0.36 | 0.9
919 | 48.67 | 0.36 | 0.9
920 | 48.67 | 0.36 | 0.9
921 | 48.67 | 0.36 | 0.9
922 | 48.67 | 0.36 | 0.9
923 | 48.67 | 0.36 | 0.9
924 | 48.67 | 0.36 | 0.9
925 | 48.67 | 0.36 | 0.9
926 | 48.67 | 0.36 | 0.9
927 | 48.67 | 0.36 | 0.9
928 | 48.67 | 0.36 | 0.9
929 | 48.67 | 0.36 | 0.9
930 | 48.67 | 0.36 | 0.9
931 | 48.67 | 0.36 | 0.9
932 | 48.67 | 0.36 | 0.9
933 | 48.67 | 0.36 | 0.9
934 | 48.67 | 0.36 | 0.9
935 | 48.67 | 0.36 | 0.9
936 | 48.67 | 0.36 | 0.9
937 | 48.67 | 0.36 | 0.9
938 | 48.67 | 0.36 | 0.9
939 | 48.67 | 0.36 | 0.9
940 | 48.67 | 0.36 | 0.9
941 | 48.67 | 0.36 | 0.9
942 | 48.67 | 0.36 | 0.9
943 | 48.67 | 0.36 | 0.9
944 | 48.67 | 0.36 | 0.9
945 | 48.67 | 0.36 | 0.9
946 | 48.67 | 0.36 | 0.9
947 | 48.67 | 0.36 | 0.9
948 | 48.67 | 0.36 | 0.9
949 | 48.67 | 0.36 | 0.9
950 | 48.67 | 0.36 | 0.9
951 | 48.67 | 0.36 | 0.9
952 | 48.67 | 0.36 | 0.9
953 | 48.67 | 0.36 | 0.9
954 | 48.67 | 0.36 | 0.9
955 | 48.67 | 0.36 | 0.9
956 | 48.67 | 0.36 | 0.9
957 | 48.67 | 0.36 | 0.9
958 | 48.67 | 0.36 | 0.9
959 | 48.67 | 0.36 | 0.9
960 | 48.67 | 0.36 | 0.9
961 | 48.67 | 0.36 | 0.9
962 | 48.67 | 0.36 | 0.9
963 | 48.67 | 0.36 | 0.9
964 | 48.67 | 0.36 | 0.9
965 | 48.67 | 0.36 | 0.9
966 | 48.67 | 0.36 | 0.9
967 | 48.67 | 0.36 | 0.9
968 | 48.67 | 0.36 | 0.9
969 | 48.67 | 0.36 | 0.9
970 | 48.67 | 0.36 | 0.9
971 | 48.67 | 0.36 | 0.9
972 | 48.67 | 0.36 | 0.9
973 | 48.67 | 0.36 | 0.9
974 | 48.67 | 0.36 | 0.9
975 | 48.67 | 0.36 | 0.9
976 | 48.67 | 0.36 | 0.9
977 | 48.67 | 0.36 | 0.9
978 | 48.67 | 0.36 | 0.9
979 | 48.67 | 0.36 | 0.9
980 | 48.67 | 0.36 | 0.9
981 | 48.67 | 0.36 | 0.9
982 | 48.67 | 0.36 | 0.9
983 | 48.67 | 0.36 | 0.9
984 | 48.67 | 0.36 | 0.9
985 | 48.67 | 0.36 | 0.9
986 | 48.67 | 0.36 | 0.9
987 | 48.67 | 0.36 | 0.9
988 | 48.67 | 0.36 | 0.9
989 | 48.67 | 0.36 | 0.9
990 | 48.67 | 0.36 | 0.9
991 | 48.67 | 0.36 | 0.9
992 | 48.67 | 0.36 | 0.9
993 | 48.67 | 0.36 | 0.9
994 | 48.67 | 0.36 | 0.9
995 | 48.67 | 0.36 | 0.9
996 | 48.67 | 0.36 | 0.9
997 | 48.67 | 0.36 | 0.9
998 | 48.67 | 0.36 | 0.9
999 | 48.67 | 0.36 | 0.9
1000 | 48.67 | 0.36 | 0.9
1001 | 48.67 | 0.36 | 0.9
1002 | 48.67 | 0.36 | 0.9
1003 | 48.67 | 0.36 | 0.9
1004 | 48.67 | 0.36 | 0.9
1005 | 48.67 | 0.36 | 0.9
1006 | 48.67 | 0.36 | 0.9
1007 | 48.67 | 0.36 | 0.9
1008 | 48.67 | 0.36 | 0.9
1009 | 48.67 | 0.36 | 0.9
1010 | 48.67 | 0.36 | 0.9
1011 | 48.67 | 0.36 | 0.9
1012 | 48.67 | 0.36 | 0.9
1013 | 48.67 | 0.36 | 0.9
1014 | 48.67 | 0.36 | 0.9
1015 | 48.67 | 0.36 | 0.9
1016 | 48.67 | 0.36 | 0.9
1017 | 48.67 | 0.36 | 0.9
1018 | 48.67 | 0.36 | 0.9
1019 | 48.67 | 0.36 | 0.9
1020 | 48.67 | 0.36 | 0.9
1021 | 48.67 | 0.36 | 0.9
1022 | 48.67 | 0.36 | 0.9
1023 | 48.67 | 0.36 | 0.9
1024 | 48.67 | 0.36 | 0.9
1025 | 48.67 | 0.36 | 0.9
1026 | 48.67 | 0.36 | 0.9
1027 | 48.67 | 0.36 | 0.9
1028 | 48.67 | 0.36 | 0.9
1029 | 48.67 | 0.36 | 0.9
1030 | 48.67 | 0.36 | 0.9
1031 | 48.67 | 0.36 | 0.9
1032 | 48.67 | 0.36 | 0.9
1033 | 48.67 | 0.36 | 0.9
1034 | 48.67 | 0.36 | 0.9
1035 | 48.67 | 0.36 | 0.9
1036 | 48.67 | 0.36 | 0.9
1037 | 48.67 | 0.36 | 0.9
1038 | 48.67 | 0.36 | 0.9
1039 | 48.67 | 0.36 | 0.9
1040 | 48.67 | 0.36 | 0.9
1041 | 48.67 | 0.36 | 0.9
1042 | 48.67 | 0.36 | 0.9
1043 | 48.67 | 0.36 | 0.9
1044 | 48.67 | 0.36 | 0.9
1045 | 48.67 | 0.36 | 0.9
1046 | 48.67 | 0.36 | 0.9
1047 | 48.67 | 0.36 | 0.9
1048 | 48.67 | 0.36 | 0.9
1049 | 48.67 | 0.36 | 0.9
1050 | 48.67 | 0.36 | 0.9
1051 | 48.67 | 0.36 | 0.9
1052 | 48.67 | 0.36 | 0.9
1053 | 48.67 | 0.36 | 0.9
1054 | 48.67 | 0.36 | 0.9
1055 | 48.67 | 0.36 | 0.9
1056 | 48.67 | 0.36 | 0.9
1057 | 48.67 | 0.36 | 0.9
1058 | 48.67 | 0.36 | 0.9
1059 | 48.67 | 0.36 | 0.9
1060 | 48.67 | 0.36 | 0.9
1061 | 48.67 | 0.36 | 0.9
1062 | 48.67 | 0.36 | 0.9
1063 | 48.67 | 0.36 | 0.9
1064 | 48.67 | 0.36 | 0.9
1065 | 48.67 | 0.36 | 0.9
1066 | 48.67 | 0.36 | 0.9
1067 | 48.67 | 0.36 | 0.9
1068 | 48.67 | 0.36 | 0.9
1069 | 48.67 | 0.36 | 0.9
1070 | 48.67 | 0.36 | 0.9
1071 | 48.67 | 0.36 | 0.9
1072 | 48.67 | 0.36 | 0.9
1073 | 48.67 | 0.36 | 0.9
1074 | 48.67 | 0.36 | 0.9
1075 | 48.67 | 0.36 | 0.9
1076 | 48.67 | 0.36 | 0.9
1077 | 48.67 | 0.36 | 0.9
1078 | 48.67 | 0.36 | 0.9
1079 | 48.67 | 0.36 | 0.9
1080 | 48.67 | 0.36 | 0.9
1081 | 48.67 | 0.36 | 0.9
1082 | 48.67 | 0.36 | 0.9
1083 | 48.67 | 0.36 | 0.9
1084 | 48.67 | 0.36 | 0.9
1085 | 48.67 | 0.36 | 0.9
1086 | 48.67 | 0.36 | 0.9
1087 | 48.67 | 0.36 | 0.9
1088 | 48.67 | 0.36 | 0.9
1089 | 48.67 | 0.36 | 0.9
1090 | 48.67 | 0.36 | 0.9
1091 | 48.67 | 0.36 | 0.9
1092 | 48.67 | 0.36 | 0.9
1093 | 48.67 | 0.36 | 0.9
1094 | 48.67 | 0.36 | 0.9
1095 | 48.67 | 0.36 | 0.9
1096 | 48.67 | 0.36 | 0.9
1097 | 48.67 | 0.36 | 0.9
1098 | 48.67 | 0.36 | 0.9
1099 | 48.67 | 0.36 | 0.9
1100 | 48.67 | 0.36 | 0.9
1101 | 48.67 | 0.36 | 0.9
1102 | 48.67 | 0.36 | 0.9
1103 | 48.67 | 0.36 | 0.9
1104 | 48.67 | 0.36 | 0.9
1105 | 48.67 | 0.36 | 0.9
1106 | 48.67 | 0.36 | 0.9
1107 | 48.67 | 0.36 | 0.9
1108 | 48.67 | 0.36 | 0.9
1109 | 48.67 | 0.36 | 0.9
1110 | 48.67 | 0.36 | 0.9
1111 | 48.67 | 0.36 | 0.9
1112 | 48.67 | 0.36 | 0.9
1113 | 48.67 | 0.36 | 0.9
1114 | 48.67 | 0.36 | 0.9
1115 | 48.67 | 0.36 | 0.9
1116 | 48.67 | 0.36 | 0.9
1117 | 48.67 | 0.36 | 0.9
1118 | 48.67 | 0.36 | 0.9
1119 | 48.67 | 0.36 | 0.9
1120 | 48.67 | 0.36 | 0.9
1121 | 48.67 | 0.36 | 0.9
1122 | 48.67 | 0.36 | 0.9
1123 | 48.67 | 0.36 | 0.9
1124 | 48.67 | 0.36 | 0.9
1125 | 48.67 | 0.36 | 0.9
1126 | 48.67 | 0.36 | 0.9
1127 | 48.67 | 0.36 | 0.9
1128 | 48.67 | 0.36 | 0.9
1129 | 48.67 | 0.36 | 0.9
1130 | 48.67 | 0.36 | 0.9
1131 | 48.67 | 0.36 | 0.9
1132 | 48.67 | 0.36 | 0.9
1133 | 48.67 | 0.36 | 0.9
1134 | 48.67 | 0.36 | 0.9
1135 | 48.67 | 0.36 | 0.9
1136 | 48.67 | 0.36 | 0.9
1137 | 48.67 | 0.36 | 0.9
1138 | 48.67 | 0.36 | 0.9
1139 | 48.67 | 0.36 | 0.9
1140 | 48.67 | 0.36 | 0.9
1141 | 48.67 | 0.36 | 0.9
1142 | 48.67 | 0.36 | 0.9
1143 | 48.67 | 0.36 | 0.9
1144 | 48.67 | 0.36 | 0.9
1145 | 48.67 | 0.36 | 0.9
1146 | 48.67 | 0.36 | 0.9
1147 | 48.67 | 0.36 | 0.9
1148 | 48.67 | 0.36 | 0.9
1149 | 48.67 | 0.36 | 0.9
1150 | 48.67 | 0.36 | 0.9
1151 | 48.67 | 0.36 | 0.9
1152 | 48.67 | 0.36 | 0.9
1153 | 48.67 | 0.36 | 0.9
1154 | 48.67 | 0.36 | 0.9
1155 | 48.67 | 0.36 | 0.9
1156 | 48.67 | 0.36 | 0.9
1157 | 48.67 | 0.36 | 0.9
1158 | 48.67 | 0.36 | 0.9
1159 | 48.67 | 0.36 | 0.9
1160 | 48.67 | 0.36 | 0.9
1161 | 48.67 | 0.36 | 0.9
1162 | 48.67 | 0.36 | 0.9
1163 | 48.67 | 0.36 | 0.9
1164 | 48.67 | 0.36 | 0.9
1165 | 48.67 | 0.36 | 0.9
1166 | 48.67 | 0.36 | 0.9
1167 | 48.67 | 0.36 | 0.9
1168 | 48.67 | 0.36 | 0.9
1169 | 48.67 | 0.36 | 0.9
1170 | 48.67 | 0.36 | 0.9
1171 | 48.67 | 0.36 | 0.9
1172 | 48.67 | 0.36 | 0.9
1173 | 48.67 | 0.36 | 0.9
1174 | 48.67 | 0.36 | 0.9
1175 | 48.67 | 0.36 | 0.9
1176 | 48.67 | 0.36 | 0.9
1177 | 48.67 | 0.36 | 0.9
1178 | 48.67 | 0.36 | 0.9
1179 | 48.67 | 0.36 | 0.9
1180 | 48.67 | 0.36 | 0.9
1181 | 48.67 | 0.36 | 0.9
1182 | 48.67 | 0.36 | 0.9
1183 | 48.67 | 0.36 | 0.9
1184 | 48.67 | 0.36 | 0.9
1185 | 48.67 | 0.36 | 0.9
1186 | 48.67 | 0.36 | 0.9
1187 | 48.67 | 0.36 | 0.9
1188 | 48.67 | 0.36 | 0.9
1189 | 48.67 | 0.36 | 0.9
1190 | 48.67 | 0.36 | 0.9
1191 | 48.67 | 0.36 | 0.9
1192 | 48.67 | 0.36 | 0.9
1193 | 48.67 | 0.36 | 0.9
1194 | 48.67 | 0.36 | 0.9
1195 | 48.67 | 0.36 | 0.9
1196 | 48.67 | 0.36 | 0.9
1197 | 48.67 | 0.36 | 0.9
1198 | 48.67 | 0.36 | 0.9
1199 | 48.67 | 0.36 | 0.9
1200 | 48.67 | 0.36 | 0.9
1201 | 48.67 | 0.36 | 0.9
1202 | 48.67 | 0.36 | 0.9
1203 | 48.67 | 0.36 | 0.9
1204 | 48.67 | 0.36 | 0.9
1205 | 48.67 | 0.36 | 0.9
1206 | 48.67 | 0.36 | 0.9
1207 | 48.67 | 0.36 | 0.9
1208 | 48.67 | 0.36 | 0.9
1209 | 48.67 | 0.36 | 0.9
1210 | 48.67 | 0.36 | 0.9
1211 | 48.67 | 0.36 | 0.9
1212 | 48.67 | 0.36 | 0.9
1213 | 48.67 | 0.36 | 0.9
1214 | 48.67 | 0.36 | 0.9
1215 | 48.67 | 0.36 | 0.9
1216 | 48.67 | 0.36 | 0.9
1217 | 48.67 | 0.36 | 0.9
1218 | 48.67 | 0.36 | 0.9
1219 | 48.67 | 0.36 | 0.9
1220 | 48.67 | 0.36 | 0.9
1221 | 48.67 | 0.36 | 0.9
1222 | 48.67 | 0.36 | 0.9
1223 | 48.67 | 0.36 | 0.9
1224 | 48.67 | 0.36 | 0.9
1225 | 48.67 | 0.36 | 0.9
1226 | 48.67 | 0.36 | 0.9
1227 | 48.67 | 0.36 | 0.9
1228 | 48.67 | 0.36 | 0.9
1229 | 48.67 | 0.36 | 0.9
1230 | 48.67 | 0.36 | 0.9
1231 | 48.67 | 0.36 | 0.9
1232 | 48.67 | 0.36 | 0.9
1233 | 48.67 | 0.36 | 0.9
1234 | 48.67 | 0.36 | 0.9
1235 | 48.67 | 0.36 | 0.9
1236 | 48.67 | 0.36 | 0.9
1237 | 48.67 | 0.36 | 0.9
1238 | 48.67 | 0.36 | 0.9
1239 | 48.67 | 0.36 | 0.9
1240 | 48.67 | 0.36 | 0.9
1241 | 48.67 | 0.36 | 0.9
1242 | 48.67 | 0.36 | 0.9
1243 | 48.67 | 0.36 | 0.9
1244 | 48.67 | 0.36 | 0.9
1245 | 48.67 | 0.36 | 0.9
1246 | 48.67 | 0.36 | 0.9
1247 | 48.67 | 0.36 | 0.9
1248 | 48.67 | 0.36 | 0.9
1249 | 48.67 | 0.36 | 0.9
1250 | 48.67 | 0.36 | 0.9
1251 | 48.67 | 0.36 | 0.9
1252 | 48.67 | 0.36 | 0.9
1253 | 48.67 | 0.36 | 0.9
1254 | 48.67 | 0.36 | 0.9
1255 | 48.67 | 0.36 | 0.9
1256 | 48.67 | 0.36 | 0.9
1257 | 48.67 | 0.36 | 0.9
1258 | 48.67 | 0.36 | 0.9
1259 | 48.67 | 0.36 | 0.9
1260 | 48.67 | 0.36 | 0.9
1261 | 48.67 | 0.36 | 0.9
1262 | 48.67 | 0.36 | 0.9
1263 | 48.67 | 0.36 | 0.9
1264 | 48.67 | 0.36 | 0.9
1265 | 48.67 | 0.36 | 0.9
1266 | 48.67 | 0.36 | 0.9
1267 | 48.67 | 0.36 | 0.9
1268 | 48.67 | 0.36 | 0.9
1269 | 48.67 | 0.36 | 0.9
1270 | 48.67 | 0.36 | 0.9
1271 | 48.67 | 0.36 | 0.9
1272 | 48.67 | 0.36 | 0.9
1273 | 48.67 | 0.36 | 0.9
1274 | 48.67 | 0.36 | 0.9
1275 | 48.67 | 0.36 | 0.9
1276 | 48.67 | 0.36 | 0.9
1277 | 48.67 | 0.36 | 0.9
1278 | 48.67 | 0.36 | 0.9
1279 | 48.67 | 0.36 | 0.9
1280 | 48.67 | 0.36 | 0.9
1281 | 48.67 | 0.36 | 0.9
1282 | 48.67 | 0.36 | 0.9
1283 | 48.67 | 0.36 | 0.9
1284 | 48.67 | 0.36 | 0.9
1285 | 48.67 | 0.36 | 0.9
1286 | 48.67 | 0.36 | 0.9
1287 | 48.67 | 0.36 | 0.9
1288 | 48.67 | 0.36 | 0.9
1289 | 48.67 | 0.36 | 0.9
1290 | 48.67 | 0.36 | 0.9
1291 | 48.67 | 0.36 | 0.9
1292 | 48.67 | 0.36 | 0.9
1293 | 48.67 | 0.36 | 0.9
1294 | 48.67 | 0.36 | 0.9
1295 | 48.67 | 0.36 | 0.9
1296 | 48.67 | 0.36 | 0.9
1297 | 48.67 | 0.36 | 0.9
1298 | 48.67 | 0.36 | 0.9
1299 | 48.67 | 0.36 | 0.9
1300 | 48.67 | 0.36 | 0.9
1301 | 48.67 | 0.36 | 0.9
1302 | 48.67 | 0.36 | 0.9
1303 | 48.67 | 0.36 | 0.9
1304 | 48.67 | 0.36 | 0.9
1305 | 48.67 | 0.36 | 0.9
1306 | 48.67 | 0.36 | 0.9
1307 | 48.67 | 0.36 | 0.9
1308 | 48.67 | 0.36 | 0.9
1309 | 48.67 | 0.36 | 0.9
1310 | 48.67 | 0.36 | 0.9
1311 | 48.67 | 0.36 | 0.9
1312 | 48.67 | 0.36 | 0.9
1313 | 48.67 | 0.36 | 0.9
1314 | 48.67 | 0.36 | 0.9
1315 | 48.67 | 0.36 | 0.9
1316 | 48.67 | 0.36 | 0.9
1317 | 48.67 | 0.36 | 0.9
1318 | 48.67 | 0.36 | 0.9
1319 | 48.67 | 0.36 | 0.9
1320 | 48.67 | 0.36 | 0.9
1321 | 48.67 | 0.36 | 0.9
1322 | 48.67 | 0.36 | 0.9
1323 | 48.67 | 0.36 | 0.9
1324 | 48.67 | 0.36 | 0.9
1325 | 48.67 | 0.36 | 0.9
1326 | 48.67 | 0.36 | 0.9
1327 | 48.67 | 0.36 | 0.9
1328 | 48.67 | 0.36 | 0.9
1329 | 48.67 | 0.36 | 0.9
1330 | 48.67 | 0.36 | 0.9
1331 | 48.67 | 0.36 | 0.9
1332 | 48.67 | 0.36 | 0.9
1333 | 48.67 | 0.36 | 0.9
1334 | 48.67 | 0.36 | 0.9
1335 | 48.67 | 0.36 | 0.9
1336 | 48.67 | 0.36 | 0.9
1337 | 48.67 | 0.36 | 0.9
1338 | 48.67 | 0.36 | 0.9
1339 | 48.67 | 0.36 | 0.9
1340 | 48.67 | 0.36 | 0.9
1341 | 48.67 | 0.36 | 0.9
1342 | 48.67 | 0.36 | 0.9
1343 | 48.67 | 0.36 | 0.9
1344 | 48.67 | 0.36 | 0.9
1345 | 48.67 | 0.36 | 0.9
1346 | 48.67 | 0.36 | 0.9
1347 | 48.67 | 0.36 | 0.9
1348 | 48.67 | 0.36 | 0.9
1349 | 48.67 | 0.36 | 0.9
1350 | 48.67 | 0.36 | 0.9
1351 | 48.67 | 0.36 | 0.9
1352 | 48.67 | 0.36 | 0.9
1353 | 48.67 | 0.36 | 0.9
1354 | 48.67 | 0.36 | 0.9
1355 | 48.67 | 0.36 | 0.9
1356 | 48.67 | 0.36 | 0.9
1357 | 48.67 | 0.36 | 0.9
1358 | 48.67 | 0.36 | 0.9
1359 | 48.67 | 0.36 | 0.9
1360 | 48.67 | 0.36 | 0.9
1361 | 48.67 | 0.36 | 0.9
1362 | 48.67 | 0.36 | 0.9
1363 | 48.67 | 0.36 | 0.9
1364 | 48.67 | 0.36 | 0.9
1365 | 48.67 | 0.36 | 0.9
1366 | 48.67 | 0.36 | 0.9
1367 | 48.67 | 0.36 | 0.9
1368 | 48.67 | 0.36 | 0.9
1369 | 48.67 | 0.36 | 0.9
1370 | 48.67 | 0.36 | 0.9
1371 | 48.67 | 0.36 | 0.9
1372 | 48.67 | 0.36 | 0.9
1373 | 48.67 | 0.36 | 0.9
1374 | 48.67 | 0.36 | 0.9
1375 | 48.67 | 0.36 | 0.9
1376 | 48.67 | 0.36 | 0.9
1377 | 48.67 | 0.36 | 0.9
1378 | 48.67 | 0.36 | 0.9
1379 | 48.67 | 0.36 | 0.9
1380 | 48.67 | 0.36 | 0.9
1381 | 48.67 | 0.36 | 0.9
1382 | 48.67 | 0.36 | 0.9
1383 | 48.67 | 0.36 | 0.9
1384 | 48.67 | 0.36 | 0.9
1385 | 48.67 | 0.36 | 0.9
1386 | 48.67 | 0.36 | 0.9
1387 | 48.67 | 0.36 | 0.9
1388 | 48.67 | 0.36 | 0.9
1389 | 48.67 | 0.36 | 0.9
1390 | 48.67 | 0.36 | 0.9
1391 | 48.67 | 0.36 | 0.9
1392 | 48.67 | 0.36 | 0.9
1393 | 48.67 | 0.36 | 0.9
1394 | 48.67 | 0.36 | 0.9
1395 | 48.67 | 0.36 | 0.9
1396 | 48.67 | 0.36 | 0.9
1397 | 48.67 | 0.36 | 0.9
1398 | 48.67 | 0.36 | 0.9
1399 | 48.67 | 0.36 | 0.9
1400 | 48.67 | 0.36 | 0.9
1401 | 48.67 | 0.36 | 0.9
1402 | 48.67 | 0.36 | 0.9
1403 | 48.67 | 0.36 | 0.9
1404 | 48.67 | 0.36 | 0.9
1405 | 48.67 | 0.36 | 0.9
1406 | 48.67 | 0.36 | 0.9
1407 | 48.67 | 0.36 | 0.9
1408 | 48.67 | 0.36 | 0.9
1409 | 48.67 | 0.36 | 0.9
1410 | 48.67 | 0.36 | 0.9
1411 | 48.67 | 0.36 | 0.9
1412 | 48.67 | 0.36 | 0.9
1413 | 48.67 | 0.36 | 0.9
1414 | 48.67 | 0.36 | 0.9
1415 | 48.67 | 0.36 | 0.9
1416 | 48.67 | 0.36 | 0.9
1417 | 48.67 | 0.36 | 0.9
1418 | 48.67 | 0.36 | 0.9
1419 | 48.67 | 0.36 | 0.9
1420 | 48.67 | 0.36 | 0.9
1421 | 48.67 | 0.36 | 0.9
1422 | 48.67 | 0.36 | 0.9
1423 | 48.67 | 0.36 | 0.9
1424 | 48.67 | 0.36 | 0.9
1425 | 48.67 | 0.36 | 0.9
1426 | 48.67 | 0.36 | 0.9
1427 | 48.67 | 0.36 | 0.9
1428 | 48.67 | 0.36 | 0.9
1429 | 48.67 | 0.36 | 0.9
1430 | 48.67 | 0.36 | 0.9
1431 | 48.67 | 0.36 | 0.9
1432 | 48.67 | 0.36 | 0.9
1433 | 48.67 | 0.36 | 0.9
1434 | 48.67 | 0.36 | 0.9
1435 | 48.67 | 0.36 | 0.9
1436 | 48.67 | 0.36 | 0.9
1437 | 48.67 | 0.36 | 0.9
1438 | 48.67 | 0.36 | 0.9
1439 | 48.67 | 0.36 | 0.9
1440 | 48.67 | 0.36 | 0.9
1441 | 48.67 | 0.36 | 0.9
1442 | 48.67 | 0.36 | 0.9
1443 | 48.67 | 0.36 | 0.9
1444 | 48.67 | 0.36 | 0.9
1445 | 48.67 | 0.36 | 0.9
1446 | 48.67 | 0.36 | 0.9
1447 | 48.67 | 0.36 | 0.9
1448 | 48.67 | 0.36 | 0.9
1449 | 48.67 | 0.36 | 0.9
1450 | 48.67 | 0.36 | 0.9
1451 | 48.67 | 0.36 | 0.9
1452 | 48.67 | 0.36 | 0.9
1453 | 48.67 | 0.36 | 0.9
1454 | 48.67 | 0.36 | 0.9
1455 | 48.67 | 0.36 | 0.9
1456 | 48.67 | 0.36 | 0.9
1457 | 48.67 | 0.36 | 0.9
1458 | 48.67 | 0.36 | 0.9
1459 | 48.67 | 0.36 | 0.9
1460 | 48.67 | 0.36 | 0.9
1461 | 48.67 | 0.36 | 0.9
1462 | 48.67 | 0.36 | 0.9
1463 | 48.67 | 0.36 | 0.9
1464 | 48.67 | 0.36 | 0.9
1465 | 48.67 | 0.36 | 0.9
1466 | 48.67 | 0.36 | 0.9
1467 | 48.67 | 0.36 | 0.9
1468 | 48.67 | 0.36 | 0.9
1469 | 48.67 | 0.36 | 0.9
1470 | 48.67 | 0.36 | 0.9
1471 | 48.67 | 0.36 | 0.9
1472 | 48.67 | 0.36 | 0.9
1473 | 48.67 | 0.36 | 0.9
1474 | 48.67 | 0.36 | 0.9
1475 | 48.67 | 0.36 | 0.9
1476 | 48.67 | 0.36 | 0.9
1477 | 48.67 | 0.36 | 0.9
1478 | 48.67 | 0.36 | 0.9
1479 | 48.67 | 0.36 | 0.9
1480 | 48.67 | 0.36 | 0.9
1481 | 48.67 | 0.36 | 0.9
1482 | 48.67 | 0.36 | 0.9
1483 | 48.67 | 0.36 | 0.9
1484 | 48.67 | 0.36 | 0.9
1485 | 48.67 | 0.36 | 0.9
1486 | 48.67 | 0.36 | 0.9
1487 | 48.67 | 0.36 | 0.9
1488 | 48.67 | 0.36 | 0.9
1489 | 48.67 | 0.36 | 0.9
1490 | 48.67 | 0.36 | 0.9
1491 | 48.67 | 0.36 | 0.9
1492 | 48.67 | 0.36 | 0.9
1493 | 48.67 | 0.36 | 0.9
1494 | 48.67 | 0.36 | 0.9
1495 | 48.67 | 0.36 | 0.9
1496 | 48.67 | 0.36 | 0.9
1497 | 48.67 | 0.36 | 0.9
1498 | 48.67 | 0.36 | 0.9
1499 | 48.67 | 0.36 | 0.9
1500 | 48.67 | 0.36 | 0.9
1501 | 48.67 | 0.36 | 0.9
1502 | 48.67 | 0.36 | 0.9
1503 | 48.67 | 0.36 | 0.9
1504 | 48.67 | 0.36 | 0.9
1505 | 48.67 | 0.36 | 0.9
1506 | 48.67 | 0.36 | 0.9
1507 | 48.67 | 0.36 | 0.9
1508 | 48.67 | 0.36 | 0.9
1509 | 48.67 | 0.36 | 0.9
1510 | 48.67 | 0.36 | 0.9
1511 | 48.67 | 0.36 | 0.9
1512 | 48.67 | 0.36 | 0.9
1513 | 48.67 | 0.36 | 0.9
1514 | 48.67 | 0.36 | 0.9
1515 | 48.67 | 0.36 | 0.9
1516 | 48.67 | 0.36 | 0.9
1517 | 48.67 | 0.36 | 0.9
1518 | 48.67 | 0.36 | 0.9
1519 | 48.67 | 0.36 | 0.9
1520 | 48.67 | 0.36 | 0.9
1521 | 48.67 | 0.36 | 0.9
1522 | 48.67 | 0.36 | 0.9
1523 | 48.67 | 0.36 | 0.9
1524 | 48.67 | 0.36 | 0.9
1525 | 48.67 | 0.36 | 0.9
1526 | 48.67 | 0.36 | 0.9
1527 | 48.67 | 0.36 | 0.9
1528 | 48.67 | 0.36 | 0.9
1529 | 48.67 | 0.36 | 0.9
1530 | 48.67 | 0.36 | 0.9
1531 | 48.67 | 0.36 | 0.9
1532 | 48.67 | 0.36 | 0.9
1533 | 48.67 | 0.36 | 0.9
1534 | 48.67 | 0.36 | 0.9
1535 | 48.67 | 0.36 | 0.9
1536 | 48.67 | 0.36 | 0.9
1537 | 48.67 | 0.36 | 0.9
1538 | 48.67 | 0.36 | 0.9
1539 | 48.67 | 0.36 | 0.9
1540 | 48.67 | 0.36 | 0.9
1541 | 48.67 | 0.36 | 0.9
1542 | 48.67 | 0.36 | 0.9
1543 | 48.67 | 0.36 | 0.9
1544 | 48.67 | 0.36 | 0.9
1545 | 48.67 | 0.36 | 0.9
1546 | 48.67 | 0.36 | 0.9
1547 | 48.67 | 0.36 | 0.9
1548 | 48.67 | 0.36 | 0.9
1549 | 48.67 | 0.36 | 0.9
1550 | 48.67 | 0.36 | 0.9
1551 | 48.67 | 0.36 | 0.9
1552 | 48.67 | 0.36 | 0.9
1553 | 48.67 | 0.36 | 0.9
1554 | 48.67 | 0.36 | 0.9
1555 | 48.67 | 0.36 | 0.9
1556 | 48.67 | 0.36 | 0.9
1557 | 48.67 | 0.36 | 0.9
1558 | 48.67 | 0.36 | 0.9
1559 | 48.67 | 0.36 | 0.9
1560 | 48.67 | 0.36 | 0.9
1561 | 48.67 | 0.36 | 0.9
1562 | 48.67 | 0.36 | 0.9
1563 | 48.67 | 0.36 | 0.9
1564 | 48.67 | 0.36 | 0.9
1565 | 48.67 | 0.36 | 0.9
1566 | 48.67 | 0.36 | 0.9
1567 | 48.67 | 0.36 | 0.9
1568 | 48.67 | 0.36 | 0.9
1569 | 48.67 | 0.36 | 0.9
1570 | 48.67 | 0.36 | 0.9
1571 | 48.67 | 0.36 | 0.9
1572 | 48.67 | 0.36 | 0.9
1573 | 48.67 | 0.36 | 0.9
1574 | 48.67 | 0.36 | 0.9
1575 | 48.67 | 0.36 | 0.9
1576 | 48.67 | 0.36 | 0.9
1577 | 48.67 | 0.36 | 0.9
1578 | 48.67 | 0.36 | 0.9
1579 | 48.67 | 0.36 | 0.9
1580 | 48.67 | 0.36 | 0.9
1581 | 48.67 | 0.36 | 0.9
1582 | 48.67 | 0.36 | 0.9
1583 | 48.67 | 0.36 | 0.9
1584 | 48.67 | 0.36 | 0.9
1585 | 48.67 | 0.36 | 0.9
1586 | 48.67 | 0.36 | 0.9
1587 | 48.67 | 0.36 | 0.9
1588 | 48.67 | 0.36 | 0.9
1589 | 48.67 | 0.36 | 0.9
1590 | 48.67 | 0.36 | 0.9
1591 | 48.67 | 0.36 | 0.9
1592 | 48.67 | 0.36 | 0.9
1593 | 48.67 | 0.36 | 0.9
1594 | 48.67 | 0.36 | 0.9
1595 | 48.67 | 0.36 | 0.9
1596 | 48.67 | 0.36 | 0.9
1597 | 48.67 | 0.36 | 0.9
1598 | 48.67 | 0.36 | 0.9
1599 | 48.67 | 0.36 | 0.9
1600 | 48.67 | 0.36 | 0.9
1601 | 48.67 | 0.36 | 0.9
1602 | 48.67 | 0.36 | 0.9
1603 | 48.67 | 0.36 | 0.9
1604 | 48.67 | 0.36 | 0.9
1605 | 48.67 | 0.36 | 0.9
1606 | 48.67 | 0.36 | 0.9
1607 | 48.67 | 0.36 | 0.9
1608 | 48.67 | 0.36 | 0.9
1609 | 48.67 | 0.36 | 0.9
1610 | 48.67 | 0.36 | 0.9
1611 | 48.67 | 0.36 | 0.9
1612 | 48.67 | 0.36 | 0.9
1613 | 48.67 | 0.36 | 0.9
1614 | 48.67 | 0.36 | 0.9
1615 | 48.67 | 0.36 | 0.9
1616 | 48.67 | 0.36 | 0.9
1617 | 48.67 | 0.36 | 0.9
1618 | 48.67 | 0.36 | 0.9
1619 | 48.67 | 0.36 | 0.9
1620 | 48.67 | 0.36 | 0.9
1621 | 48.67 | 0.36 | 0.9
1622 | 48.67 | 0.36 | 0.9
1623 | 48.67 | 0.36 | 0.9
1624 | 48.67 | 0.36 | 0.9
1625 | 48.67 | 0.36 | 0.9
1626 | 48.67 | 0.36 | 0.9
1627 | 48.67 | 0.36 | 0.9
1628 | 48.67 | 0.36 | 0.9
1629 | 48.67 | 0.36 | 0.9
1630 | 48.67 | 0.36 | 0.9
1631 | 48.67 | 0.36 | 0.9
1632 | 48.67 | 0.36 | 0.9
1633 | 48.67 | 0.36 | 0.9
1634 | 48.67 | 0.36 | 0.9
1635 | 48.67 | 0.36 | 0.9
1636 | 48.67 | 0.36 | 0.9
1637 | 48.67 | 0.36 | 0.9
1638 | 48.67 | 0.36 | 0.9
1639 | 48.67 | 0.36 | 0.9
1640 | 48.67 | 0.36 | 0.9
1641 | 48.67 | 0.36 | 0.9
1642 | 48.67 | 0.36 | 0.9
1643 | 48.67 | 0.36 | 0.9
1644 | 48.67 | 0.36 | 0.9
1645 | 48.67 | 0.36 | 0.9
1646 | 48.67 | 0.36 | 0.9
1647 | 48.67 | 0.36 | 0.9
1648 | 48.67 | 0.36 | 0.9
1649 | 48.67 | 0.36 | 0.9
1650 | 48.67 | 0.36 | 0.9
1651 | 48.67 | 0.36 | 0.9
1652 | 48.67 | 0.36 | 0.9
1653 | 48.67 | 0.36 | 0.9
1654 | 48.67 | 0.36 | 0.9
1655 | 48.67 | 0.36 | 0.9
1656 | 48.67 | 0.36 | 0.9
1657 | 48.67 | 0.36 | 0.9
1658 | 48.67 | 0.36 | 0.9
1659 | 48.67 | 0.36 | 0.9
1660 | 48.67 | 0.36 | 0.9
1661 | 48.67 | 0.36 | 0.9
1662 | 48.67 | 0.36 | 0.9
1663 | 48.67 | 0.36 | 0.9
1664 | 48.67 | 0.36 | 0.9
1665 | 48.67 | 0.36 | 0.9
1666 | 48.67 | 0.36 | 0.9
1667 | 48.67 | 0.36 | 0.9
1668 | 48.67 | 0.36 | 0.9
1669 | 48.67 | 0.36 | 0.9
1670 | 48.67 | 0.36 | 0.9
1671 | 48.67 | 0.36 | 0.9
1672 | 48.67 | 0.36 | 0.9
1673 | 48.67 | 0.36 | 0.9
1674 | 48.67 | 0.36 | 0.9
1675 | 48.67 | 0.36 | 0.9
1676 | 48.67 | 0.36 | 0.9
1677 | 48.67 | 0.36 | 0.9
1678 | 48.67 | 0.36 | 0.9
1679 | 48.67 | 0.36 | 0.9
1680 | 48.67 | 0.36 | 0.9
1681 | 48.67 | 0.36 | 0.9
1682 | 48.67 | 0.36 | 0.9
1683 | 48.67 | 0.36 | 0.9
1684 | 48.67 | 0.36 | 0.9
1685 | 48.67 | 0.36 | 0.9
1686 | 48.67 | 0.36 | 0.9
1687 | 48.67 | 0.36 | 0.9
1688 | 48.67 | 0.36 | 0.9
1689 | 48.67 | 0.36 | 0.9
1690 | 48.67 | 0.36 | 0.9
1691 | 48.67 | 0.36 | 0.9
1692 | 48.67 | 0.36 | 0.9
1693 | 48.67 | 0.36 | 0.9
1694 | 48.67 | 0.36 | 0.9
1695 | 48.67 | 0.36 | 0.9
1696 | 48.67 | 0.36 | 0.9
1697 | 48.67 | 0.36 | 0.9
1698 | 48.67 | 0.36 | 0.9
1699 | 48.67 | 0.36 | 0.9
1700 | 48.67 | 0.36 | 0.9
1701 | 48.67 | 0.36 | 0.9
1702 | 48.67 | 0.36 | 0.9
1703 | 48.67 | 0.36 | 0.9
1704 | 48.67 | 0.36 | 0.9
1705 | 48.67 | 0.36 | 0.9
1706 | 48.67 | 0.36 | 0.9
1707 | 48.67 | 0.36 | 0.9
1708 | 48.67 | 0.36 | 0.9
1709 | 48.67 | 0.36 | 0.9
1710 | 48.67 | 0.36 | 0.9
1711 | 48.67 | 0.36 | 0.9
1712 | 48.67 | 0.36 | 0.9
1713 | 48.67 | 0.36 | 0.9
1714 | 48.67 | 0.36 | 0.9
1715 | 48.67 | 0.36 | 0.9
1716 | 48.67 | 0.36 | 0.9
1717 | 48.67 | 0.36 | 0.9
1718 | 48.67 | 0.36 | 0.9
1719 | 48.67 | 0.36 | 0.9
1720 | 48.67 | 0.36 | 0.9
1721 | 48.67 | 0.36 | 0.9
1722 | 48.67 | 0.36 | 0.9
1723 | 48.67 | 0.36 | 0.9
1724 | 48.67 | 0.36 | 0.9
1725 | 48.67 | 0.36 | 0.9
1726 | 48.67 | 0.36 | 0.9
1727 | 48.67 | 0.36 | 0.9
1728 | 48.67 | 0.36 | 0.9
1729 | 48.67 | 0.36 | 0.9
1730 | 48.67 | 0.36 | 0.9
1731 | 48.67 | 0.36 | 0.9
1732 | 48.67 | 0.36 | 0.9
1733 | 48.67 | 0.36 | 0.9
1734 | 48.67 | 0.36 | 0.9
1735 | 48.67 | 0.36 | 0.9
1736 | 48.67 | 0.36 | 0.9
1737 | 48.67 | 0.36 | 0.9
1738 | 48.67 | 0.36 | 0.9
1739 | 48.67 | 0.36 | 0.9
1740 | 48.67 | 0.36 | 0.9
1741 | 48.67 | 0.36 | 0.9
1742 | 48.67 | 0.36 | 0.9
1743 | 48.67 | 0.36 | 0.9
1744 | 48.67 | 0.36 | 0.9
1745 | 48.67 | 0.36 | 0.9
1746 | 48.67 | 0.36 | 0.9
1747 | 48.67 | 0.36 | 0.9
1748 | 48.67 | 0.36 | 0.9
1749 | 48.67 | 0.36 | 0.9
1750 | 48.67 | 0.36 | 0.9
1751 | 48.67 | 0.36 | 0.9
1752 | 48.67 | 0.36 | 0.9
1753 | 48.67 | 0.36 | 0.9
1754 | 48.67 | 0.36 | 0.9
1755 | 48.67 | 0.36 | 0.9
1756 | 48.67 | 0.36 | 0.9
1757 | 48.67 | 0.36 | 0.9
1758 | 48.67 | 0.36 | 0.9
1759 | 48.67 | 0.36 | 0.9
1760 | 48.67 | 0.36 | 0.9
1761 | 48.67 | 0.36 | 0.9
1762 | 48.67 | 0.36 | 0.9
1763 | 48.67 | 0.36 | 0.9
1764 | 48.67 | 0.36 | 0.9
1765 | 48.67 | 0.36 | 0.9
1766 | 48.67 | 0.36 | 0.9
1767 | 48.67 | 0.36 | 0.9
1768 | 48.67 | 0.36 | 0.9
1769 | 48.67 | 0.36 | 0.9
1770 | 48.67 | 0.36 | 0.9
1771 | 48.67 | 0.36 | 0.9
1772 | 48.67 | 0.36 | 0.9
1773 | 48.67 | 0.36 | 0.9
1774 | 48.67 | 0.36 | 0.9
1775 | 48.67 | 0.36 | 0.9
1776 | 48.67 | 0.36 | 0.9
1777 | 48.67 | 0.36 | 0.9
1778 | 48.67 | 0.36 | 0.9
1779 | 48.67 | 0.36 | 0.9
1780 | 48.67 | 0.36 | 0.9
1781 | 48.67 | 0.36 | 0.9
1782 | 48.67 | 0.36 | 0.9
1783 | 48.67 | 0.36 | 0.9
1784 | 48.67 | 0.36 | 0.9
1785 | 48.67 | 0.36 | 0.9
1786 | 48.67 | 0.36 | 0.9
1787 | 48.67 | 0.36 | 0.9
1788 | 48.67 | 0.36 | 0.9
1789 | 48.67 | 0.36 | 0.9
1790 | 48.67 | 0.36 | 0.9
1791 | 48.67 | 0.36 | 0.9
1792 | 48.67 | 0.36 | 0.9
1793 | 48.67 | 0.36 | 0.9
1794 | 48.67 | 0.36 | 0.9
1795 | 48.67 | 0.36 | 0.9
1796 | 48.67 | 0.36 | 0.9
1797 | 48.67 | 0.36 | 0.9
1798 | 48.67 | 0.36 | 0.9
1799 | 48.67 | 0.36 | 0.9
1800 | 48.67 | 0.36 | 0.9
1801 | 48.67 | 0.36 | 0.9
1802 | 48.67 | 0.36 | 0.9
1803 | 48.67 | 0.36 | 0.9
1804 | 48.67 | 0.36 | 0.9
1805 | 48.67 | 0.36 | 0.9
1806 | 48.67 | 0.36 | 0.9
1807 | 48.67 | 0.36 | 0.9
1808 | 48.67 | 0.36 | 0.9
1809 | 48.67 | 0.36 | 0.9
1810 | 48.67 | 0.36 | 0.9
1811 | 48.67 | 0.36 | 0.9
1812 | 48.67 | 0.36 | 0.9
1813 | 48.67 | 0.36 | 0.9
1814 | 48.67 | 0.36 | 0.9
1815 | 48.67 | 0.36 | 0.9
1816 | 48.67 | 0.36 | 0.9
1817 | 48.67 | 0.36 | 0.9
1818 | 48.67 | 0.36 | 0.9
1819 | 48.67 | 0.36 | 0.9
1820 | 48.67 | 0.36 | 0.9
1821 | 48.67 | 0.36 | 0.9
1822 | 48.67 | 0.36 | 0.9
1823 | 48.67 | 0.36 | 0.9
1824 | 48.67 | 0.36 | 0.9
1825 | 48.67 | 0.36 | 0.9
1826 | 48.67 | 0.36 | 0.9
1827 | 48.67 | 0.36 | 0.9
1828 | 48.67 | 0.36 | 0.9
1829 | 48.67 | 0.36 | 0.9
1830 | 48.67 | 0.36 | 0.9
1831 | 48.67 | 0.36 | 0.9
1832 | 48.67 | 0.36 | 0.9
1833 | 48.67 | 0.36 | 0.9
1834 | 48.67 | 0.36 | 0.9
1835 | 48.67 | 0.36 | 0.9
1836 | 48.67 | 0.36 | 0.9
1837 | 48.67 | 0.36 | 0.9
1838 | 48.67 | 0.36 | 0.9
1839 | 48.67 | 0.36 | 0.9
1840 | 48.67 | 0.36 | 0.9
1841 | 48.67 | 0.36 | 0.9
1842 | 48.67 | 0.36 | 0.9
1843 | 48.67 | 0.36 | 0.9
1844 | 48.67 | 0.36 | 0.9
1845 | 48.67 | 0.36 | 0.9
1846 | 48.67 | 0.36 | 0.9
1847 | 48.67 | 0.36 | 0.9
1848 | 48.67 | 0.36 | 0.9
1849 | 48.67 | 0.36 | 0.9
1850 | 48.67 | 0.36 | 0.9
1851 | 48.67 | 0.36 | 0.9
1852 | 48.67 | 0.36 | 0.9
1853 | 48.67 | 0.36 | 0.9
1854 | 48.67 | 0.36 | 0.9
1855 | 48.67 | 0.36 | 0.9
1856 | 48.67 | 0.36 | 0.9
1857 | 48.67 | 0.36 | 0.9
1858 | 48.67 | 0.36 | 0.9
1859 | 48.67 | 0.36 | 0.9
1860 | 48.67 | 0.36 | 0.9
1861 | 48.67 | 0.36 | 0.9
1862 | 48.67 | 0.36 | 0.9
1863 | 48.67 | 0.36 | 0.9
1864 | 48.67 | 0.36 | 0.9
1865 | 48.67 | 0.36 | 0.9
1866 | 48.67 | 0.36 | 0.9
1867 | 48.67 | 0.36 | 0.9
1868 | 48.67 | 0.36 | 0.9
1869 | 48.67 | 0.36 | 0.9
1870 | 48.67 | 0.36 | 0.9
1871 | 48.67 | 0.36 | 0.9
1872 | 48.67 | 0.36 | 0.9
1873 | 48.67 | 0.36 | 0.9
1874 | 48.67 | 0.36 | 0.9
1875 | 48.67 | 0.36 | 0.9
1876 | 48.67 | 0.36 | 0.9
1877 | 48.67 | 0.36 | 0.9
1878 | 48.67 | 0.36 | 0.9
1879 | 48.67 | 0.36 | 0.9
1880 | 48.67 | 0.36 | 0.9
1881 | 48.67 | 0.36 | 0.9
1882 | 48.67 | 0.36 | 0.9
1883 | 48.67 | 0.36 | 0.9
1884 | 48.67 | 0.36 | 0.9
1885 | 48.67 | 0.36 | 0.9
1886 | 48.67 | 0.36 | 0.9
1887 | 48.67 | 0.36 | 0.9
1888 | 48.67 | 0.36 | 0.9
1889 | 48.67 | 0.36 | 0.9
1890 | 48.67 | 0.36 | 0.9
1891 | 48.67 | 0.36 | 0.9
1892 | 48.67 | 0.36 | 0.9
1893 | 48.67 | 0.36 | 0.9
1894 | 48.67 | 0.36 | 0.9
1895 | 48.67 | 0.36 | 0.9
1896 | 48.67 | 0.36 | 0.9
1897 | 48.67 | 0.36 | 0.9
1898 | 48.67 | 0.36 | 0.9
1899 | 48.67 | 0.36 | 0.9
1900 | 48.67 | 0.36 | 0.9
1901 | 48.67 | 0.36 | 0.9
1902 | 48.67 | 0.36 | 0.9
1903 | 48.67 | 0.36 | 0.9
1904 | 48.67 | 0.36 | 0.9
1905 | 48.67 | 0.36 | 0.9
1906 | 48.67 | 0.36 | 0.9
1907 | 48.67 | 0.36 | 0.9
1908 | 48.67 | 0.36 | 0.9
1909 | 48.67 | 0.36 | 0.9
1910 | 48.67 | 0.36 | 0.9
1911 | 48.67 | 0.36 | 0.9
1912 | 48.67 | 0.36 | 0.9
1913 | 48.67 | 0.36 | 0.9
1914 | 48.67 | 0.36 | 0.9
1915 | 48.67 | 0.36 | 0.9
1916 | 48.67 | 0.36 | 0.9
1917 | 48.67 | 0.36 | 0.9
1918 | 48.67 | 0.36 | 0.9
1919 | 48.67 | 0.36 | 0.9
1920 | 48.67 | 0.36 | 0.9
1921 | 48.67 | 0.36 | 0.9
1922 | 48.67 | 0.36 | 0.9
1923 | 48.67 | 0.36 | 0.9
1924 | 48.67 | 0.36 | 0.9
1925 | 48.67 | 0.36 | 0.9
1926 | 48.67 | 0.36 | 0.9
1927 | 48.67 | 0.36 | 0.9
1928 | 48.67 | 0.36 | 0.9
1929 | 48.67 | 0.36 | 0.9
1930 | 48.67 | 0.36 | 0.9
1931 | 48.67 | 0.36 | 0.9
1932 | 48.67 | 0.36 | 0.9
1933 | 48.67 | 0.36 | 0.9
1934 | 48.67 | 0.36 | 0.9
1935 | 48.67 | 0.36 | 0.9
1936 | 48.67 | 0.36 | 0.9
1937 | 48.67 | 0.36 | 0.9
1938 | 48.67 | 0.36 | 0.9
1939 | 48.67 | 0.36 | 0.9
1940 | 48.67 | 0.36 | 0.9
1941 | 48.67 | 0.36 | 0.9
1942 | 48.67 | 0.36 | 0.9
1943 | 48.67 | 0.36 | 0.9
1944 | 48.67 | 0.36 | 0.9
1945 | 48.67 | 0.36 | 0.9
1946 | 48.67 | 0.36 | 0.9
1947 | 48.67 | 0.36 | 0.9
1948 | 48.67 | 0.36 | 0.9
1949 | 48.67 | 0.36 | 0.9
1950 | 48.67 | 0.36 | 0.9
1951 | 48.67 | 0.36 | 0.9
1952 | 48.67 | 0.36 | 0.9
1953 | 48.67 | 0.36 | 0.9
1954 | 48.67 | 0.36 | 0.9
1955 | 48.67 | 0.36 | 0.9
1956 | 48.67 | 0.36 | 0.9
1957 | 48.67 | 0.36 | 0.9
1958 | 48.67 | 0.36 | 0.9
1959 | 48.67 | 0.36 | 0.9
1960 | 48.67 | 0.36 | 0.9
1961 | 48.67 | 0.36 | 0.9
1962 | 48.67 | 0.36 | 0.9
1963 | 48.67 | 0.36 | 0.9
1964 | 48.67 | 0.36 | 0.9
1965 | 48.67 | 0.36 | 0.9
1966 | 48.67 | 0.36 | 0.9
1967 | 48.67 | 0.36 | 0.9
1968 | 48.67 | 0.36 | 0.9
1969 | 48.67 | 0.36 | 0.9
1970 | 48.67 | 0.36 | 0.9
1971 | 48.67 | 0.36 | 0.9
1972 | 48.67 | 0.36 | 0.9
1973 | 48.67 | 0.36 | 0.9
1974 | 48.67 | 0.36 | 0.9
1975 | 48.67 | 0.36 | 0.9
1976 | 48.67 | 0.36 | 0.9
1977 | 48.67 | 0.36 | 0.9
1978 | 48.67 | 0.36 | 0.9
1979 | 48.67 | 0.36 | 0.9
1980 | 48.67 | 0.36 | 0.9
1981 | 48.67 | 0.36 | 0.9
1982 | 48.67 | 0.36 | 0.9
1983 | 48.67 | 0.36 | 0.9
1984 | 48.67 | 0.36 | 0.9
1985 | 48.67 | 0.36 | 0.9
1986 | 48.67 | 0.36 | 0.9
1987 | 48.67 | 0.36 | 0.9
1988 | 48.67 | 0.36 | 0.9
1989 | 48.67 | 0.36 | 0.9
1990 | 48.67 | 0.36 | 0.9
1991 | 48.67 | 0.36 | 0.9
1992 | 48.67 | 0.36 | 0.9
1993 | 48.67 | 0.36 | 0.9
1994 | 48.67 | 0.36 | 0.9
1995 | 48.67 | 0.36 | 0.9
1996 | 48.67 | 0.36 | 0.9
1997 | 48.67 | 0.36 | 0.9
1998 | 48.67 | 0.36 | 0.9
1999 | 48.67 | 0.36 | 0.9
2000 | 48.67 | 0.36 | 0.9
2001 | 48.67 | 0.36 | 0.9
2002 | 48.67 | 0.36 | 0.9
2003 | 48.67 | 0.36 | 0.9
2004 | 48.67 | 0.36 | 0.9
2005 | 48.67 | 0.36 | 0.9
2006 | 48.67 | 0.36 | 0.9
2007 | 48.67 | 0.36 | 0.9
2008 | 48.67 | 0.36 | 0.9
2009 | 48.67 | 0.36 | 0.9
2010 | 48.67 | 0.36 | 0.9
2011 | 48.67 | 0.36 | 0.9
2012 | 48.67 | 0.36 | 0.9
2013 | 48.67 | 0.36 | 0.9
2014 | 48.67 | 0.36 | 0.9
2015 | 48.67 | 0.36 | 0.9
2016 | 48.67 | 0.36 | 0.9
2017 | 48.67 | 0.36 | 0.9
2018 | 48.67 | 0.36 | 0.9
2019 | 48.67 | 0.36 | 0.9
2020 | 48.67 | 0.36 | 0.9
2021 | 48.67 | 0.36 | 0.9
2022 | 48.67 | 0.36 | 0.9
2023 | 48.67 | 0.36 | 0.9
2024 | 48.67 | 0.36 | 0.9
2025 | 48.67 | 0.36 | 0.9
2026 | 48.67 | 0.36 | 0.9
2027 | 48.67 | 0.36 | 0.9
2028 | 48.67 | 0.36 | 0.9
2029 | 48.67 | 0.36 | 0.9
2030 | 48.67 | 0.36 | 0.9
2031 | 48.67 | 0.36 | 0.9
2032 | 48.67 | 0.36 | 0.9
2033 | 48.67 | 0.36 | 0.9
2034 | 48.67 | 0.36 | 0.9
2035 | 48.67 | 0.36 | 0.9
2036 | 48.67 | 0.36 | 0.9
2037 | 48.67 | 0.36 | 0.9
2038 | 48.67 | 0.36 | 0.9
2039 | 48.67 | 0.36 | 0.9
2040 | 48.67 | 0.36 | 0.9
2041 | 48.67 | 0.36 | 0.9
2042 | 48.67 | 0.36 | 0.9
2043 | 48.67 | 0.36 | 0.9
2044 | 48.67 | 0.36 | 0.9
2045 | 48.67 | 0.36 | 0.9
2046 | 48.67 | 0.36 | 0.9
2047 | 48.67 | 0.36 | 0.9
2048 | 48.67 | 0.36 | 0.9
2049 | 48.67 | 0.36 | 0.9
2050 | 48.67 | 0.36 | 0.9
2051 | 48.67 | 0.36 | 0.9
2052 | 48.67 | 0.36 | 0.9
2053 | 48.67 | 0.36 | 0.9
2054 | 48.67 | 0.36 | 0.9
2055 | 48.67 | 0.36 | 0.9
2056 | 48.67 | 0.36 | 0.9
2057 | 48.67 | 0.36 | 0.9
2058 | 48.67 | 0.36 | 0.9
2059 | 48.67 | 0.36 | 0.9
2060 | 48.67 | 0.36 | 0.9
2061 | 48.67 | 0.36 | 0.9
2062 | 48.67 | 0.36 | 0.9
2063 | 48.67 | 0.36 | 0.9
2064 | 48.67 | 0.36 | 0.9
2065 | 48.67 | 0.36 | 0.9
2066 | 48.67 | 0.36 | 0.9
2067 | 48.67 | 0.36 | 0.9
2068 | 48.67 | 0.36 | 0.9
2069 | 48.67 | 0.36 | 0.9
2070 | 48.67 | 0.36 | 0.9
2071 | 48.67 | 0.36 | 0.9
2072 | 48.67 | 0.36 | 0.9
2073 | 48.67 | 0.36 | 0.9
2074 | 48.67 | 0.36 | 0.9
2075 | 48.67 | 0.36 | 0.9
2076 | 48.67 | 0.36 | 0.9
2077 | 48.67 | 0.36 | 0.9
2078 | 48.67 | 0.36 | 0.9
2079 | 48.67 | 0.36 | 0.9
2080 | 48.67 | 0.36 | 0.9
2081 | 48.67 | 0.36 | 0.9
2082 | 48.67 | 0.36 | 0.9
2083 | 48.67 | 0.36 | 0.9
2084 | 48.67 | 0.36 | 0.9
2085 | 48.67 | 0.36 | 0.9
2086 | 48.67 | 0.36 | 0.9
2087 | 48.67 | 0.36 | 0.9
2088 | 48.67 | 0.36 | 0.9
2089 | 48.67 | 0.36 | 0.9
2090 | 48.67 | 0.36 | 0.9
2091 | 48.67 | 0.36 | 0.9
2092 | 48.67 | 0.36 | 0.9
2093 | 48.67 | 0.36 | 0.9
2094 | 48.67 | 0.36 | 0.9
2095 | 48.67 | 0.36 | 0.9
2096 | 48.67 | 0.36 | 0.9
2097 | 48.67 | 0.36 | 0.9
2098 | 48.67 | 0.36 | 0.9
2099 | 48.67 | 0.36 | 0.9
2100 | 48.67 | 0.36 | 0.9
2101 | 48.67 | 0.36 | 0.9
2102 | 48.67 | 0.36 | 0.9
2103 | 48.67 | 0.36 | 0.9
2104 | 48.67 | 0.36 | 0.9
2105 | 48.67 | 0.36 | 0.9
2106 | 48.67 | 0.36 | 0.9
2107 | 48.67 | 0.36 | 0.9
2108 | 48.67 | 0.36 | 0.9
2109 | 48.67 | 0.36 | 0.9
2110 | 48.67 | 0.36 | 0.9
2111 | 48.67 | 0.36 | 0.9
2112 | 48.67 | 0.36 | 0.9
2113 | 48.67 | 0.36 | 0.9
2114 | 48.67 | 0.36 | 0.9
2115 | 48.67 | 0.36 | 0.9
2116 | 48.67 | 0.36 | 0.9
2117 | 48.67 | 0.36 | 0.9
2118 | 48.67 | 0.36 | 0.9
2119 | 48.67 | 0.36 | 0.9
2120 | 48.67 | 0.36 | 0.9
2121 | 48.67 | 0.36 | 0.9
2122 | 48.67 | 0.36 | 0.9
2123 | 48.67 | 0.36 | 0.9
2124 | 48.67 | 0.36 | 0.9
2125 | 48.67 | 0.36 | 0.9
2126 | 48.67 | 0.36 | 0.9
2127 | 48.67 | 0.36 | 0.9
2128 | 48.67 | 0.36 | 0.9
2129 | 48.67 | 0.36 | 0.9
2130 | 48.67 | 0.36 | 0.9
2131 | 48.67 | 0.36 | 0.9
2132 | 48.67 | 0.36 | 0.9
2133 | 48.67 | 0.36 | 0.9
2134 | 48.67 | 0.36 | 0.9
2135 | 48.67 | 0.36 | 0.9
2136 | 48.67 | 0.36 | 0.9
2137 | 48.67 | 0.36 | 0.9
2138 | 48.67 | 0.36 | 0.9
2139 | 48.67 | 0.36 | 0.9
2140 | 48.67 | 0.36 | 0.9
2141 | 48.67 | 0.36 | 0.9
2142 | 48.67 | 0.36 | 0.9
2143 | 48.67 | 0.36 | 0.9
2144 | 48.67 | 0.36 | 0.9
2145 | 48.67 | 0.36 | 0.9
2146 | 48.67 | 0.36 | 0.9
2147 | 48.67 | 0.36 | 0.9
2148 | 48.67 | 0.36 | 0.9
2149 | 48.67 | 0.36 | 0.9
2150 | 48.67 | 0.36 | 0.9
2151 | 48.67 | 0.36 | 0.9
2152 | 48.67 | 0.36 | 0.9
2153 | 48.67 | 0.36 | 0.9
2154 | 48.67 | 0.36 | 0.9
2155 | 48.67 | 0.36 | 0.9
2156 | 48.67 | 0.36 | 0.9
2157 | 48.67 | 0.36 | 0.9
2158 | 48.67 | 0.36 | 0.9
2159 | 48.67 | 0.36 | 0.9
2160 | 48.67 | 0.36 | 0.9
2161 | 48.67 | 0.36 | 0.9
2162 | 48.67 | 0.36 | 0.9
2163 | 48.67 | 0.36 | 0.9
2164 | 48.67 | 0.36 | 0.9
2165 | 48.67 | 0.36 | 0.9
2166 | 48.67 | 0.36 | 0.9
2167 | 48.67 | 0.36 | 0.9
2168 | 48.67 | 0.36 | 0.9
2169 | 48.67 | 0.36 | 0.9
2170 | 48.67 | 0.36 | 0.9
2171 | 48.67 | 0.36 | 0.9
2172 | 48.67 | 0.36 | 0.9
2173 | 48.67 | 0.36 | 0.9
2174 | 48.67 | 0.36 | 0.9
2175 | 48.67 | 0.36 | 0.9
2176 | 48.67 | 0.36 | 0.9
2177 | 48.67 | 0.36 | 0.9
2178 | 48.67 | 0.36 | 0.9
2179 | 48.67 | 0.36 | 0.9
2180 | 48.67 | 0.36 | 0.9
2181 | 48.67 | 0.36 | 0.9
2182 | 48.67 | 0.36 | 0.9
2183 | 48.67 | 0.36 | 0.9
2184 | 48.67 | 0.36 | 0.9
2185 | 48.67 | 0.36 | 0.9
2186 | 48.67 | 0.36 | 0.9
2187 | 48.67 | 0.36 | 0.9
2188 | 48.67 | 0.36 | 0.9
2189 | 48.67 | 0.36 | 0.9
2190 | 48.67 | 0.36 | 0.9
2191 | 48.67 | 0.36 | 0.9
2192 | 48.67 | 0.36 | 0.9
2193 | 48.67 | 0.36 | 0.9
2194 | 48.67 | 0.36 | 0.9
2195 | 48.67 | 0.36 | 0.9
2196 | 48.67 | 0.36 | 0.9
2197 | 48.67 | 0.36 | 0.9
2198 | 48.67 | 0.36 | 0.9
2199 | 48.67 | 0.36 | 0.9
2200 | 48.67 | 0.36 | 0.9
2201 | 48.67 | 0.36 | 0.9
2202 | 48.67 | 0.36 | 0.9
2203 | 48.67 | 0.36 | 0.9
2204 | 48.67 | 0.36 | 0.9
2205 | 48.67 | 0.36 | 0.9
2206 | 48.67 | 0.36 | 0.9
2207 | 48.67 | 0.36 | 0.9
2208 | 48.67 | 0.36 | 0.9
2209 | 48.67 | 0.36 | 0.9
2210 | 48.67 | 0.36 | 0.9
2211 | 48.67 | 0.36 | 0.9
2212 | 48.67 | 0.36 | 0.9
2213 | 48.67 | 0.36 | 0.9
2214 | 48.67 | 0.36 | 0.9
2215 | 48.67 | 0.36 | 0.9
2216 | 48.67 | 0.36 | 0.9
2217 | 48.67 | 0.36 | 0.9
2218 | 48.67 | 0.36 | 0.9
2219 | 48.67 | 0.36 | 0.9
2220 | 48.67 | 0.36 | 0.9
2221 | 48.67 | 0.36 | 0.9
2222 | 48.67 | 0.36 | 0.9
2223 | 48.67 | 0.36 | 0.9
2224 | 48.67 | 0.36 | 0.9
2225 | 48.67 | 0.36 | 0.9
2226 | 48.67 | 0.36 | 0.9
2227 | 48.67 | 0.36 | 0.9
2228 | 48.67 | 0.36 | 0.9
2229 | 48.67 | 0.36 | 0.9
2230 | 48.67 | 0.36 | 0.9
2231 | 48.67 | 0.36 | 0.9
2232 | 48.67 | 0.36 | 0.9
2233 | 48.67 | 0.36 | 0.9
2234 | 48.67 | 0.36 | 0.9
2235 | 48.67 | 0.36 | 0.9
2236 | 48.67 | 0.36 | 0.9
2237 | 48.67 | 0.36 | 0.9
2238 | 48.67 | 0.36 | 0.9
2239 | 48.67 | 0.36 | 0.9
2240 | 48.67 | 0.36 | 0.9
2241 | 48.67 | 0.36 | 0.9
2242 | 48.67 | 0.36 | 0.9
2243 | 48.67 | 0.36 | 0.9
2244 | 48.67 | 0.36 | 0.9
2245 | 48.67 | 0.36 | 0.9
2246 | 48.67 | 0.36 | 0.9
2247 | 48.67 | 0.36 | 0.9
2248 | 48.67 | 0.36 | 0.9
2249 | 48.67 | 0.36 | 0.9
2250 | 48.67 | 0.36 | 0.9
2251 | 48.67 | 0.36 | 0.9
2252 | 48.67 | 0.36 | 0.9
2253 | 48.67 | 0.36 | 0.9
2254 | 48.67 | 0.36 | 0.9
2255 | 48.67 | 0.36 | 0.9
2256 | 48.67 | 0.36 | 0.9
2257 | 48.67 | 0.36 | 0.9
2258 | 48.67 | 0.36 | 0.9
2259 | 48.67 | 0.36 | 0.9
2260 | 48.67 | 0.36 | 0.9
2261 | 48.67 | 0.36 | 0.9
2262 | 48.67 | 0.36 | 0.9
2263 | 48.67 | 0.36 | 0.9
2264 | 48.67 | 0.36 | 0.9
2265 | 48.67 | 0.36 | 0.9
2266 | 48.67 | 0.36 | 0.9
2267 | 48.67 | 0.36 | 0.9
2268 | 48.67 | 0.36 | 0.9
2269 | 48.67 | 0.36 | 0.9
2270 | 48.67 | 0.36 | 0.9
2271 | 48.67 | 0.36 | 0.9
2272 | 48.67 | 0.36 | 0.9
2273 | 48.67 | 0.36 | 0.9
2274 | 48.67 | 0.36 | 0.9
2275 | 48.67 | 0.36 | 0.9
2276 | 48.67 | 0.36 | 0.9
2277 | 48.67 | 0.36 | 0.9
2278 | 48.67 | 0.36 | 0.9
2279 | 48.67 | 0.36 | 0.9
2280 | 48.67 | 0.36 | 0.9
2281 | 48.67 | 0.36 | 0.9
2282 | 48.67 | 0.36 | 0.9
2283 | 48.67 | 0.36 | 0.9
2284 | 48.67 | 0.36 | 0.9
2285 | 48.67 | 0.36 | 0.9
2286 | 48.67 | 0.36 | 0.9
2287 | 48.67 | 0.36 | 0.9
2288 | 48.67 | 0.36 | 0.9
2289 | 48.67 | 0.36 | 0.9
2290 | 48.67 | 0.36 | 0.9
2291 | 48.67 | 0.36 | 0.9
2292 | 48.67 | 0.36 | 0.9
2293 | 48.67 | 0.36 | 0.9
2294 | 48.67 | 0.36 | 0.9
2295 | 48.67 | 0.36 | 0.9
2296 | 48.67 | 0.36 | 0.9
2297 | 48.67 | 0.36 | 0.9
2298 | 48.67 | 0.36 | 0.9
2299 | 48.67 | 0.36 | 0.9
2300 | 48.67 | 0.36 | 0.9
2301 | 48.67 | 0.36 | 0.9
2302 | 48.67 | 0.36 | 0.9
2303 | 48.67 | 0.36 | 0.9
2304 | 48.67 | 0.36 | 0.9
2305 | 48.67 | 0.36 | 0.9
2306 | 48.67 | 0.36 | 0.9
2307 | 48.67 | 0.36 | 0.9
2308 | 48.67 | 0.36 | 0.9
2309 | 48.67 | 0.36 | 0.9
2310 | 48.67 | 0.36 | 0.9
2311 | 48.67 | 0.36 | 0.9
2312 | 48.67 | 0.36 | 0.9
2313 | 48.67 | 0.36 | 0.9
2314 | 48.67 | 0.36 | 0.9
2315 | 48.67 | 0.36 | 0.9
2316 | 48.67 | 0.36 | 0.9
2317 | 48.67 | 0.36 | 0.9
2318 | 48.67 | 0.36 | 0.9
2319 | 48.67 | 0.36 | 0.9
2320 | 48.67 | 0.36 | 0.9
2321 | 48.67 | 0.36 | 0.9
2322 | 48.67 | 0.36 | 0.9
2323 | 48.67 | 0.36 | 0.9
2324 | 48.67 | 0.36 | 0.9
2325 | 48.67 | 0.36 | 0.9
2326 | 48.67 | 0.36 | 0.9
2327 | 48.67 | 0.36 | 0.9
2328 | 48.67 | 0.36 | 0.9
2329 | 48.67 | 0.36 | 0.9
2330 | 48.67 | 0.36 | 0.9
2331 | 48.67 | 0.36 | 0.9
2332 | 48.67 | 0.36 | 0.9
2333 | 48.67 | 0.36 | 0.9
2334 | 48.67 | 0.36 | 0.9
2335 | 48.67 | 0.36 | 0.9
2336 | 48.67 | 0.36 | 0.9
2337 | 48.67 | 0.36 | 0.9
2338 | 48.67 | 0.36 | 0.9
2339 | 48.67 | 0.36 | 0.9
2340 | 48.67 | 0.36 | 0.9
2341 | 48.67 | 0.36 | 0.9
2342 | 48.67 | 0.36 | 0.9
2343 | 48.67 | 0.36 | 0.9
2344 | 48.67 | 0.36 | 0.9
2345 | 48.67 | 0.36 | 0.9
2346 | 48.67 | 0.36 | 0.9
2347 | 48.67 | 0.36 | 0.9
2348 | 48.67 | 0.36 | 0.9
2349 | 48.67 | 0.36 | 0.9
2350 | 48.67 | 0.36 | 0.9
2351 | 48.67 | 0.36 | 0.9
2352 | 48.67 | 0.36 | 0.9
2353 | 48.67 | 0.36 | 0.9
2354 | 48.67 | 0.36 | 0.9
2355 | 48.67 | 0.36 | 0.9
2356 | 48.67 | 0.36 | 0.9
2357 | 48.67 | 0.36 | 0.9
2358 | 48.67 | 0.36 | 0.9
2359 | 48.67 | 0.36 | 0.9
2360 | 48.67 | 0.36 | 0.9
2361 | 48.67 | 0.36 | 0.9
2362 | 48.67 | 0.36 | 0.9
2363 | 48.67 | 0.36 | 0.9
2364 | 48.67 | 0.36 | 0.9
2365 | 48.67 | 0.36 | 0.9
2366 | 48.67 | 0.36 | 0.9
2367 | 48.67 | 0.36 | 0.9
2368 | 48.67 | 0.36 | 0.9
2369 | 48.67 | 0.36 | 0.9
2370 | 48.67 | 0.36 | 0.9
2371 | 48.67 | 0.36 | 0.9
2372 | 48.67 | 0.36 | 0.9
2373 | 48.67 | 0.36 | 0.9
2374 | 48.67 | 0.36 | 0.9
2375 | 48.67 | 0.36 | 0.9
2376 | 48.67 | 0.36 | 0.9
2377 | 48.67 | 0.36 | 0.9
2378 | 48.67 | 0.36 | 0.9
2379 | 48.67 | 0.36 | 0.9
2380 | 48.67 | 0.36 | 0.9
2381 | 48.67 | 0.36 | 0.9
2382 | 48.67 | 0.36 | 0.9
2383 | 48.67 | 0.36 | 0.9
2384 | 48.67 | 0.36 | 0.9
2385 | 48.67 | 0.36 | 0.9
2386 | 48.67 | 0.36 | 0.9
2387 | 48.67 | 0.36 | 0.9
2388 | 48.67 | 0.36 | 0.9
2389 | 48.67 | 0.36 | 0.9
2390 | 48.67 | 0.36 | 0.9
2391 | 48.67 | 0.36 | 0.9
2392 | 48.67 | 0.36 | 0.9
2393 | 48.67 | 0.36 | 0.9
2394 | 48.67 | 0.36 | 0.9
2395 | 48.67 | 0.36 | 0.9
2396 | 48.67 | 0.36 | 0.9
2397 | 48.67 | 0.36 | 0.9
2398 | 48.67 | 0.36 | 0.9
2399 | 48.67 | 0.36 | 0.9
2400 | 48.67 | 0.36 | 0.9
2401 | 48.67 | 0.36 | 0.9
2402 | 48.67 | 0.36 | 0.9
2403 | 48.67 | 0.36 | 0.9
2404 | 48.67 | 0.36 | 0.9
2405 | 48.67 | 0.36 | 0.9
2406 | 48.67 | 0.36 | 0.9
2407 | 48.67 | 0.36 | 0.9
2408 | 48.67 | 0.36 | 0.9
2409 | 48.67 | 0.36 | 0.9
2410 | 48.67 | 0.36 | 0.9
2411 | 48.67 | 0.36 | 0.9
2412 | 48.67 | 0.36 | 0.9
2413 | 48.67 | 0.36 | 0.9
2414 | 48.67 | 0.36 | 0.9
2415 | 48.67 | 0.36 | 0.9
2416 | 48.67 | 0.36 | 0.9
2417 | 48.67 | 0.36 | 0.9
2418 | 48.67 | 0.36 | 0.9
2419 | 48.67 | 0.36 | 0.9
2420 | 48.67 | 0.36 | 0.9
2421 | 48.67 | 0.36 | 0.9
2422 | 48.67 | 0.36 | 0.9
2423 | 48.67 | 0.36 | 0.9
2424 | 48.67 | 0.36 | 0.9
2425 | 48.67 | 0.36 | 0.9
2426 | 48.67 | 0.36 | 0.9
2427 | 48.67 | 0.36 | 0.9
2428 | 48.67 | 0.36 | 0.9
2429 | 48.67 | 0.36 | 0.9
2430 | 48.67 | 0.36 | 0.9
2431 | 48.67 | 0.36 | 0.9
2432 | 48.67 | 0.36 | 0.9
2433 | 48.67 | 0.36 | 0.9
2434 | 48.67 | 0.36 | 0.9
2435 | 48.67 | 0.36 | 0.9
2436 | 48.67 | 0.36 | 0.9
2437 | 48.67 | 0.36 | 0.9
2438 | 48.67 | 0.36 | 0.9
2439 | 48.67 | 0.36 | 0.9
2440 | 48.67 | 0.36 | 0.9
2441 | 48.67 | 0.36 | 0.9
2442 | 48.67 | 0.36 | 0.9
2443 | 48.67 | 0.36 | 0.9
2444 | 48.67 | 0.36 | 0.9
2445 | 48.67 | 0.36 | 0.9
2446 | 48.67 | 0.36 | 0.9
2447 | 48.67 | 0.36 | 0.9
2448 | 48.67 | 0.36 | 0.9
2449 | 48.67 | 0.36 | 0.9
2450 | 48.67 | 0.36 | 0.9
2451 | 48.67 | 0.36 | 0.9
2452 | 48.67 | 0.36 | 0.9
2453 | 48.67 | 0.36 | 0.9
2454 | 48.67 | 0.36 | 0.9
2455 | 48.67 | 0.36 | 0.9
2456 | 48.67 | 0.36 | 0.9
2457 | 48.67 | 0.36 | 0.9
2458 | 48.67 | 0.36 | 0.9
2459 | 48.67 | 0.36 | 0.9
2460 | 48.67 | 0.36 | 0.9
2461 | 48.67 | 0.36 | 0.9
2462 | 48.67 | 0.36 | 0.9
2463 | 48.67 | 0.36 | 0.9
2464 | 48.67 | 0.36 | 0.9
2465 | 48.67 | 0.36 | 0.9
2466 | 48.67 | 0.36 | 0.9
2467 | 48.67 | 0.36 | 0.9
2468 | 48.67 | 0.36 | 0.9
2469 | 48.67 | 0.36 | 0.9
2470 | 48.67 | 0.36 | 0.9
2471 | 48.67 | 0.36 | 0.9
2472 | 48.67 | 0.36 | 0.9
2473 | 48.67 | 0.36 | 0.9
2474 | 48.67 | 0.36 | 0.9
2475 | 48.67 | 0.36 | 0.9
2476 | 48.67 | 0.36 | 0.9
2477 | 48.67 | 0.36 | 0.9
2478 | 48.67 | 0.36 | 0.9
2479 | 48.67 | 0.36 | 0.9
2480 | 48.67 | 0.36 | 0.9
2481 | 48.67 | 0.36 | 0.9
2482 | 48.67 | 0.36 | 0.9
2483 | 48.67 | 0.36 | 0.9
2484 | 48.67 | 0.36 | 0.9
2485 | 48.67 | 0.36 | 0.9
2486 | 48.67 | 0.36 | 0.9
2487 | 48.67 | 0.36 | 0.9
2488 | 48.67 | 0.36 | 0.9
2489 | 48.67 | 0.36 | 0.9
2490 | 48.67 | 0.36 | 0.9
2491 | 48.67 | 0.36 | 0.9
2492 | 48.67 | 0.36 | 0.9
2493 | 48.67 | 0.36 | 0.9
2494 | 48.67 | 0.36 | 0.9
2495 | 48.67 | 0.36 | 0.9
2496 | 48.67 | 0.36 | 0.9
2497 | 48.67 | 0.36 | 0.9
2498 | 48.67 | 0.36 | 0.9
2499 | 48.67 | 0.36 | 0.9
2500 | 48.67 | 0.36 | 0.9
2501 | 48.67 | 0.36 | 0.9
2502 | 48.67 | 0.36 | 0.9
2503 | 48.67 | 0.36 | 0.9
2504 | 48.67 | 0.36 | 0.9
2505 | 48.67 | 0.36 | 0.9
2506 | 48.67 | 0.36 | 0.9
2507 | 48.67 | 0.36 | 0.9
2508 | 48.67 | 0.36 | 0.9
2509 | 48.67 | 0.36 | 0.9
2510 | 48.67 | 0.36 | 0.9
2511 | 48.67 | 0.36 | 0.9
2512 | 48.67 | 0.36 | 0.9
2513 | 48.67 | 0.36 | 0.9
2514 | 48.67 | 0.36 | 0.9
2515 | 48.67 | 0.36 | 0.9
2516 | 48.67 | 0.36 | 0.9
2517 | 48.67 | 0.36 | 0.9
2518 | 48.67 | 0.36 | 0.9
2519 | 48.67 | 0.36 | 0.9
2520 | 48.67 | 0.36 | 0.9
2521 | 48.67 | 0.36 | 0.9
2522 | 48.67 | 0.36 | 0.9
2523 | 48.67 | 0.36 | 0.9
2524 | 48.67 | 0.36 | 0.9
2525 | 48.67 | 0.36 | 0.9
2526 | 48.67 | 0.36 | 0.9
2527 | 48.67 | 0.36 | 0.9
2528 | 48.67 | 0.36 | 0.9
2529 | 48.67 | 0.36 | 0.9
2530 | 48.67 | 0.36 | 0.9
2531 | 48.67 | 0.36 | 0.9
2532 | 48.67 | 0.36 | 0.9
2533 | 48.67 | 0.36 | 0.9
2534 | 48.67 | 0.36 | 0.9
2535 | 48.67 | 0.36 | 0.9
2536 | 48.67 | 0.36 | 0.9
2537 | 48.67 | 0.36 | 0.9
2538 | 48.67 | 0.36 | 0.9
2539 | 48.67 | 0.36 | 0.9
2540 | 48.67 | 0.36 | 0.9
2541 | 48.67 | 0.36 | 0.9
2542 | 48.67 | 0.36 | 0.9
2543 | 48.67 | 0.36 | 0.9
2544 | 48.67 | 0.36 | 0.9
2545 | 48.67 | 0.36 | 0.9
2546 | 48.67 | 0.36 | 0.9
2547 | 48.67 | 0.36 | 0.9
2548 | 48.67 | 0.36 | 0.9
2549 | 48.67 | 0.36 | 0.9
2550 | 48.67 | 0.36 | 0.9
2551 | 48.67 | 0.36 | 0.9
2552 | 48.67 | 0.36 | 0.9
2553 | 48.67 | 0.36 | 0.9
2554 | 48.67 | 0.36 | 0.9
2555 | 48.67 | 0.36 | 0.9
2556 | 48.67 | 0.36 | 0.9
2557 | 48.67 | 0.36 | 0.9
2558 | 48.67 | 0.36 | 0.9
2559 | 48.67 | 0.36 | 0.9
2560 | 48.67 | 0.36 | 0.9
2561 | 48.67 | 0.36 | 0.9
2562 | 48.67 | 0.36 | 0.9
2563 | 48.67 | 0.36 | 0.9
2564 | 48.67 | 0.36 | 0.9
2565 | 48.67 | 0.36 | 0.9
2566 | 48.67 | 0.36 | 0.9
2567 | 48.67 | 0.36 | 0.9
2568 | 48.67 | 0.36 | 0.9
2569 | 48.67 | 0.36 | 0.9
2570 | 48.67 | 0.36 | 0.9
2571 | 48.67 | 0.36 | 0.9
2572 | 48.67 | 0.36 | 0.9
2573 | 48.67 | 0.36 | 0.9
2574 | 48.67 | 0.36 | 0.9
2575 | 48.67 | 0.36 | 0.9
2576 | 48.67 | 0.36 | 0.9
2577 | 48.67 | 0.36 | 0.9
2578 | 48.67 | 0.36 | 0.9
2579 | 48.67 | 0.36 | 0.9
2580 | 48.67 | 0.36 | 0.9
2581 | 48.67 | 0.36 | 0.9
2582 | 48.67 | 0.36 | 0.9
2583 | 48.67 | 0.36 | 0.9
2584 | 48.67 | 0.36 | 0.9
2585 | 48.67 | 0.36 | 0.9
2586 | 48.67 | 0.36 | 0.9
2587 | 48.67 | 0.36 | 0.9
2588 | 48.67 | 0.36 | 0.9
2589 | 48.67 | 0.36 | 0.9
2590 | 48.67 | 0.36 | 0.9
2591 | 48.67 | 0.36 | 0.9
2592 | 48.67 | 0.36 | 0.9
2593 | 48.67 | 0.36 | 0.9
2594 | 48.67 | 0.36 | 0.9
2595 | 48.67 | 0.36 | 0.9
2596 | 48.67 | 0.36 | 0.9
2597 | 48.67 | 0.36 | 0.9
2598 | 48.67 | 0.36 | 0.9
2599 | 48.67 | 0.36 | 0.9
2600 | 48.67 | 0.36 | 0.9
2601 | 48.67 | 0.36 | 0.9
2602 | 48.67 | 0.36 | 0.9
2603 | 48.67 | 0.36 | 0.9
2604 | 48.67 | 0.36 | 0.9
2605 | 48.67 | 0.36 | 0.9
2606 | 48.67 | 0.36 | 0.9
2607 | 48.67 | 0.36 | 0.9
2608 | 48.67 | 0.36 | 0.9
2609 | 48.67 | 0.36 | 0.9
2610 | 48.67 | 0.36 | 0.9
2611 | 48.67 | 0.36 | 0.9
2612 | 48.67 | 0.36 | 0.9
2613 | 48.67 | 0.36 | 0.9
2614 | 48.67 | 0.36 | 0.9
2615 | 48.67 | 0.36 | 0.9
2616 | 48.67 | 0.36 | 0.9
2617 | 48.67 | 0.36 | 0.9
2618 | 48.67 | 0.36 | 0.9
2619 | 48.67 | 0.36 | 0.9
2620 | 48.67 | 0.36 | 0.9
2621 | 48.67 | 0.36 | 0.9
2622 | 48.67 | 0.36 | 0.9
2623 | 48.67 | 0.36 | 0.9
2624 | 48.67 | 0.36 | 0.9
2625 | 48.67 | 0.36 | 0.9
2626 | 48.67 | 0.36 | 0.9
2627 | 48.67 | 0.36 | 0.9
2628 | 48.67 | 0.36 | 0.9
2629 | 48.67 | 0.36 | 0.9
2630 | 48.67 | 0.36 | 0.9
2631 | 48.67 | 0.36 | 0.9
2632 | 48.67 | 0.36 | 0.9
2633 | 48.67 | 0.36 | 0.9
2634 | 48.67 | 0.36 | 0.9
2635 | 48.67 | 0.36 | 0.9
2636 | 48.67 | 0.36 | 0.9
2637 | 48.67 | 0.36 | 0.9
2638 | 48.67 | 0.36 | 0.9
2639 | 48.67 | 0.36 | 0.9
2640 | 48.67 | 0.36 | 0.9
2641 | 48.67 | 0.36 | 0.9
2642 | 48.67 | 0.36 | 0.9
2643 | 48.67 | 0.36 | 0.9
2644 | 48.67 | 0.36 | 0.9
2645 | 48.67 | 0.36 | 0.9
2646 | 48.67 | 0.36 | 0.9
2647 | 48.67 | 0.36 | 0.9
2648 | 48.67 | 0.36 | 0.9
2649 | 48.67 | 0.36 | 0.9
2650 | 48.67 | 0.36 | 0.9
2651 | 48.67 | 0.36 | 0.9
2652 | 48.67 | 0.36 | 0.9
2653 | 48.67 | 0.36 | 0.9
2654 | 48.67 | 0.36 | 0.9
2655 | 48.67 | 0.36 | 0.9
2656 | 48.67 | 0.36 | 0.9
2657 | 48.67 | 0.36 | 0.9
2658 | 48.67 | 0.36 | 0.9
2659 | 48.67 | 0.36 | 0.9
2660 | 48.67 | 0.36 | 0.9
2661 | 48.67 | 0.36 | 0.9
2662 | 48.67 | 0.36 | 0.9
2663 | 48.67 | 0.36 | 0.9
2664 | 48.67 | 0.36 | 0.9
2665 | 48.67 | 0.36 | 0.9
2666 | 48.67 | 0.36 | 0.9
2667 | 48.67 | 0.36 | 0.9
2668 | 48.67 | 0.36 | 0.9
2669 | 48.67 | 0.36 | 0.9
2670 | 48.67 | 0.36 | 0.9
2671 | 48.67 | 0.36 | 0.9
2672 | 48.67 | 0.36 | 0.9
2673 | 48.67 | 0.36 | 0.9
2674 | 48.67 | 0.36 | 0.9
2675 | 48.67 | 0.36 | 0.9
2676 | 48.67 | 0.36 | 0.9
2677 | 48.67 | 0.36 | 0.9
2678 | 48.67 | 0.36 | 0.9
2679 | 48.67 | 0.36 | 0.9
2680 | 48.67 | 0.36 | 0.9
2681 | 48.67 | 0.36 | 0.9
2682 | 48.67 | 0.36 | 0.9
2683 | 48.67 | 0.36 | 0.9
2684 | 48.67 | 0.36 | 0.9
2685 | 48.67 | 0.36 | 0.9
2686 | 48.67 | 0.36 | 0.9
2687 | 48.67 | 0.36 | 0.9
2688 | 48.67 | 0.36 | 0.9
2689 | 48.67 | 0.36 | 0.9
2690 | 48.67 | 0.36 | 0.9
2691 | 48.67 | 0.36 | 0.9
2692 | 48.67 | 0.36 | 0.9
2693 | 48.67 | 0.36 | 0.9
2694 | 48.67 | 0.36 | 0.9
2695 | 48.67 | 0.36 | 0.9
2696 | 48.67 | 0.36 | 0.9
2697 | 48.67 | 0.36 | 0.9
2698 | 48.67 | 0.36 | 0.9
2699 | 48.67 | 0.36 | 0.9
2700 | 48.67 | 0.36 | 0.9
2701 | 48.67 | 0.36 | 0.9
2702 | 48.67 | 0.36 | 0.9
2703 | 48.67 | 0.36 | 0.9
2704 | 48.67 | 0.36 | 0.9
2705 | 48.67 | 0.36 | 0.9
2706 | 48.67 | 0.36 | 0.9
2707 | 48.67 | 0.36 | 0.9
2708 | 48.67 | 0.36 | 0.9
2709 | 48.67 | 0.36 | 0.9
2710 | 48.67 | 0.36 | 0.9
2711 | 48.67 | 0.36 | 0.9
2712 | 48.67 | 0.36 | 0.9
2713 | 48.67 | 0.36 | 0.9
2714 | 48.67 | 0.36 | 0.9
2715 | 48.67 | 0.36 | 0.9
2716 | 48.67 | 0.36 | 0.9
2717 | 48.67 | 0.36 | 0.9
2718 | 48.67 | 0.36 | 0.9
2719 | 48.67 | 0.36 | 0.9
2720 | 48.67 | 0.36 | 0.9
2721 | 48.67 | 0.36 | 0.9
2722 | 48.67 | 0.36 | 0.9
2723 | 48.67 | 0.36 | 0.9
2724 | 48.67 | 0.36 | 0.9
2725 | 48.67 | 0.36 | 0.9
2726 | 48.67 | 0.36 | 0.9
2727 | 48.67 | 0.36 | 0.9
2728 | 48.67 | 0.36 | 0.9
2729 | 48.67 | 0.36 | 0.9
2730 | 48.67 | 0.36 | 0.9
2731 | 48.67 | 0.36 | 0.9
2732 | 48.67 | 0.36 | 0.9
2733 | 48.67 | 0.36 | 0.9
2734 | 48.67 | 0.36 | 0.9
2735 | 48.67 | 0.36 | 0.9
2736 | 48.67 | 0.36 | 0.9
2737 | 48.67 | 0.36 | 0.9
2738 | 48.67 | 0.36 | 0.9
2739 | 48.67 | 0.36 | 0.9
2740 | 48.67 | 0.36 | 0.9
2741 | 48.67 | 0.36 | 0.9
2742 | 48.67 | 0.36 | 0.9
2743 | 48.67 | 0.36 | 0.9
2744 | 48.67 | 0.36 | 0.9
2745 | 48.67 | 0.36 | 0.9
2746 | 48.67 | 0.36 | 0.9
2747 | 48.67 | 0.36 | 0.9
2748 | 48.67 | 0.36 | 0.9
2749 | 48.67 | 0.36 | 0.9
2750 | 48.67 | 0.36 | 0.9
2751 | 48.67 | 0.36 | 0.9
2752 | 48.67 | 0.36 | 0.9
2753 | 48.67 | 0.36 | 0.9
2754 | 48.67 | 0.36 | 0.9
2755 | 48.67 | 0.36 | 0.9
2756 | 48.67 | 0.36 | 0.9
2757 | 48.67 | 0.36 | 0.9
2758 | 48.67 | 0.36 | 0.9
2759 | 48.67 | 0.36 | 0.9
2760 | 48.67 | 0.36 | 0.9
2761 | 48.67 | 0.36 | 0.9
2762 | 48.67 | 0.36 | 0.9
2763 | 48.67 | 0.36 | 0.9
2764 | 48.67 | 0.36 | 0.9
2765 | 48.67 | 0.36 | 0.9
2766 | 48.67 | 0.36 | 0.9
2767 | 48.67 | 0.36 | 0.9
2768 | 48.67 | 0.36 | 0.9
2769 | 48.67 | 0.36 | 0.9
2770 | 48.67 | 0.36 | 0.9
2771 | 48.67 | 0.36 | 0.9
2772 | 48.67 | 0.36 | 0.9
2773 | 48.67 | 0.36 | 0.9
2774 | 48.67 | 0.36 | 0.9
2775 | 48.67 | 0.36 | 0.9
2776 | 48.67 | 0.36 | 0.9
2777 | 48.67 | 0.36 | 0.9
2778 | 48.67 | 0.36 | 0.9
2779 | 48.67 | 0.36 | 0.9
2780 | 48.67 | 0.36 | 0.9
2781 | 48.67 | 0.36 | 0.9
2782 | 48.67 | 0.36 | 0.9
2783 | 48.67 | 0.36 | 0.9
2784 | 48.67 | 0.36 | 0.9
2785 | 48.67 | 0.36 | 0.9
2786 | 48.67 | 0.36 | 0.9
2787 | 48.67 | 0.36 | 0.9
2788 | 48.67 | 0.36 | 0.9
2789 | 48.67 | 0.36 | 0.9
2790 | 48.67 | 0.36 | 0.9
2791 | 48.67 | 0.36 | 0.9
2792 | 48.67 | 0.36 | 0.9
2793 | 48.67 | 0.36 | 0.9
2794 | 48.67 | 0.36 | 0.9
2795 | 48.67 | 0.36 | 0.9
2796 | 48.67 | 0.36 | 0.9
2797 | 48.67 | 0.36 | 0.9
2798 | 48.67 | 0.36 | 0.9
2799 | 48.67 | 0.36 | 0.9
2800 | 48.67 | 0.36 | 0.9
2801 | 48.67 | 0.36 | 0.9
2802 | 48.67 | 0.36 | 0.9
2803 | 48.67 | 0.36 | 0.9
2804 | 48.67 | 0.36 | 0.9
2805 | 48.67 | 0.36 | 0.9
2806 | 48.67 | 0.36 | 0.9
2807 | 48.67 | 0.36 | 0.9
2808 | 48.67 | 0.36 | 0.9
2809 | 48.67 | 0.36 | 0.9
2810 | 48.67 | 0.36 | 0.9
2811 | 48.67 | 0.36 | 0.9
2812 | 48.67 | 0.36 | 0.9
2813 | 48.67 | 0.36 | 0.9
2814 | 48.67 | 0.36 | 0.9
2815 | 48.67 | 0.36 | 0.9
2816 | 48.67 | 0.36 | 0.9
2817 | 48.67 | 0.36 | 0.9
2818 | 48.67 | 0.36 | 0.9
2819 | 48.67 | 0.36 | 0.9
2820 | 48.67 | 0.36 | 0.9
2821 | 48.67 | 0.36 | 0.9
2822 | 48.67 | 0.36 | 0.9
2823 | 48.67 | 0.36 | 0.9
2824 | 48.67 | 0.36 | 0.9
2825 | 48.67 | 0.36 | 0.9
2826 | 48.67 | 0.36 | 0.9
2827 | 48.67 | 0.36 | 0.9
2828 | 48.67 | 0.36 | 0.9
2829 | 48.67 | 0.36 | 0.9
2830 | 48.67 | 0.36 | 0.9
2831 | 48.67 | 0.36 | 0.9
2832 | 48.67 | 0.36 | 0.9
2833 | 48.67 | 0.36 | 0.9
2834 | 48.67 | 0.36 | 0.9
2835 | 48.67 | 0.36 | 0.9
2836 | 48.67 | 0.36 | 0.9
2837 | 48.67 | 0.36 | 0.9
2838 | 48.67 | 0.36 | 0.9
2839 | 48.67 | 0.36 | 0.9
2840 | 48.67 | 0.36 | 0.9
2841 | 48.67 | 0.36 | 0.9
2842 | 48.67 | 0.36 | 0.9
2843 | 48.67 | 0.36 | 0.9
2844 | 48.67 | 0.36 | 0.9
2845 | 48.67 | 0.36 | 0.9
2846 | 48.67 | 0.36 | 0.9
2847 | 48.67 | 0.36 | 0.9
2848 | 48.67 | 0.36 | 0.9
2849 | 48.67 | 0.36 | 0.9
2850 | 48.67 | 0.36 | 0.9
2851 | 48.67 | 0.36 | 0.9
2852 | 48.67 | 0.36 | 0.9
2853 | 48.67 | 0.36 | 0.9
2854 | 48.67 | 0.36 | 0.9
2855 | 48.67 | 0.36 | 0.9
2856 | 48.67 | 0.36 | 0.9
2857 | 48.67 | 0.36 | 0.9
2858 | 48.67 | 0.36 | 0.9
2859 | 48.67 | 0.36 | 0.9
2860 | 48.67 | 0.36 | 0.9
2861 | 48.67 | 0.36 | 0.9
2862 | 48.67 | 0.36 | 0.9
2863 | 48.67 | 0.36 | 0.9
2864 | 48.67 | 0.36 | 0.9
2865 | 48.67 | 0.36 | 0.9
2866 | 48.67 | 0.36 | 0.9
2867 | 48.67 | 0.36 | 0.9
2868 | 48.67 | 0.36 | 0.9
2869 | 48.67 | 0.36 | 0.9
2870 | 48.67 | 0.36 | 0.9
2871 | 48.67 | 0.36 | 0.9
2872 | 48.67 | 0.36 | 0.9
2873 | 48.67 | 0.36 | 0.9
2874 | 48.67 | 0.36 | 0.9
2875 | 48.67 | 0.36 | 0.9
2876 | 48.67 | 0.36 | 0.9
2877 | 48.67 | 0.36 | 0.9
2878 | 48.67 | 0.36 | 0.9
2879 | 48.67 | 0.36 | 0.9
2880 | 48.67 | 0.36 | 0.9
2881 | 48.67 | 0.36 | 0.9
2882 | 48.67 | 0.36 | 0.9
2883 | 48.67 | 0.36 | 0.9
2884 | 48.67 | 0.36 | 0.9
2885 | 48.67 | 0.36 | 0.9
2886 | 48.67 | 0.36 | 0.9
2887 | 48.67 | 0.36 | 0.9
2888 | 48.67 | 0.36 | 0.9
2889 | 48.67 | 0.36 | 0.9
2890 | 48.67 | 0.36 | 0.9
2891 | 48.67 | 0.36 | 0.9
2892 | 48.67 | 0.36 | 0.9
2893 | 48.67 | 0.36 | 0.9
2894 | 48.67 | 0.36 | 0.9
2895 | 48.67 | 0.36 | 0.9
2896 | 48.67 | 0.36 | 0.9
2897 | 48.67 | 0.36 | 0.9
2898 | 48.67 | 0.36 | 0.9
2899 | 48.67 | 0.36 | 0.9
2900 | 48.67 | 0.36 | 0.9
2901 | 48.67 | 0.36 | 0.9
2902 | 48.67 | 0.36 | 0.9
2903 | 48.67 | 0.36 | 0.9
2904 | 48.67 | 0.36 | 0.9
2905 | 48.67 | 0.36 | 0.9
2906 | 48.67 | 0.36 | 0.9
2907 | 48.67 | 0.36 | 0.9
2908 | 48.67 | 0.36 | 0.9
2909 | 48.67 | 0.36 | 0.9
2910 | 48.67 | 0.36 | 0.9
2911 | 48.67 | 0.36 | 0.9
2912 | 48.67 | 0.36 | 0.9
2913 | 48.67 | 0.36 | 0.9
2914 | 48.67 | 0.36 | 0.9
2915 | 48.67 | 0.36 | 0.9
2916 | 48.67 | 0.36 | 0.9
2917 | 48.67 | 0.36 | 0.9
2918 | 48.67 | 0.36 | 0.9
2919 | 48.67 | 0.36 | 0.9
2920 | 48.67 | 0.36 | 0.9
2921 | 48.67 | 0.36 | 0.9
2922 | 48.67 | 0.36 | 0.9
2923 | 48.67 | 0.36 | 0.9
2924 | 48.67 | 0.36 | 0.9
2925 | 48.67 | 0.36 | 0.9
2926 | 48.67 | 0.36 | 0.9
2927 | 48.67 | 0.36 | 0.9
2928 | 48.67 | 0.36 | 0.9
2929 | 48.67 | 0.36 | 0.9
2930 | 48.67 | 0.36 | 0.9
2931 | 48.67 | 0.36 | 0.9
2932 | 48.67 | 0.36 | 0.9
2933 | 48.67 | 0.36 | 0.9
2934 | 48.67 | 0.36 | 0.9
2935 | 48.67 | 0.36 | 0.9
2936 | 48.67 | 0.36 | 0.9
2937 | 48.67 | 0.36 | 0.9
2938 | 48.67 | 0.36 | 0.9
2939 | 48.67 | 0.36 | 0.9
2940 | 48.67 | 0.36 | 0.9
2941 | 48.67 | 0.36 | 0.9
2942 | 48.67 | 0.36 | 0.9
2943 | 48.67 | 0.36 | 0.9
2944 | 48.67 | 0.36 | 0.9
2945 | 48.67 | 0.36 | 0.9
2946 | 48.67 | 0.36 | 0.9
2947 | 48.67 | 0.36 | 0.9
2948 | 48.67 | 0.36 | 0.9
2949 | 48.67 | 0.36 | 0.9
2950 | 48.67 | 0.36 | 0.9
2951 | 48.67 | 0.36 | 0.9
2952 | 48.67 | 0.36 | 0.9
2953 | 48.67 | 0.36 | 0.9
2954 | 48.67 | 0.36 | 0.9
2955 | 48.67 | 0.36 | 0.9
2956 | 48.67 | 0.36 | 0.9
2957 | 48.67 | 0.36 | 0.9
2958 | 48.67 | 0.36 | 0.9
2959 | 48.67 | 0.36 | 0.9
2960 | 48.67 | 0.36 | 0.9
2961 | 48.67 | 0.36 | 0.9
2962 | 48.67 | 0.36 | 0.9
2963 | 48.67 | 0.36 | 0.9
2964 | 48.67 | 0.36 | 0.9
2965 | 48.67 | 0.36 | 0.9
2966 | 48.67 | 0.36 | 0.9
2967 | 48.67 | 0.36 | 0.9
2968 | 48.67 | 0.36 | 0.9
2969 | 48.67 | 0.36 | 0.9
2970 | 48.67 | 0.36 | 0.9
2971 | 48.67 | 0.36 | 0.9
2972 | 48.67 | 0.36 | 0.9
2973 | 48.67 | 0.36 | 0.9
2974 | 48.67 | 0.36 | 0.9
2975 | 48.67 | 0.36 | 0.9
2976 | 48.67 | 0.36 | 0.9
2977 | 48.67 | 0.36 | 0.9
2978 | 48.67 | 0.36 | 0.9
2979 | 48.67 | 0.36 | 0.9
2980 | 48.67 | 0.36 | 0.9
2981 | 48.67 | 0.36 | 0.9
2982 | 48.67 | 0.36 | 0.9
2983 | 48.67 | 0.36 | 0.9
2984 | 48.67 | 0.36 | 0.9
2985 | 48.67 | 0.36 | 0.9
2986 | 48.67 | 0.36 | 0.9
2987 | 48.67 | 0.36 | 0.9
2988 | 48.67 | 0.36 | 0.9
2989 | 48.67 | 0.36 | 0.9
2990 | 48.67 | 0.36 | 0.9
2991 | 48.67 | 0.36 | 0.9
2992 | 48.67 | 0.36 | 0.9
2993 | 48.67 | 0.36 | 0.9
2994 | 48.67 | 0.36 | 0.9
2995 | 48.67 | 0.36 | 0.9
2996 | 48.67 | 0.36 | 0.9
2997 | 48.67 | 0.36 | 0.9
2998 | 48.67 | 0.36 | 0.9
2999 | 48.67 | 0.36 | 0.9
3000 | 48.67 | 0.36 | 0.9
3001 | 48.67 | 0.36 | 0.9
3002 | 48.67 | 0.36 | 0.9
3003 | 48.67 | 0.36 | 0.9
3004 | 48.67 | 0.36 | 0.9
3005 | 48.67 | 0.36 | 0.9
3006 | 48.67 | 0.36 | 0.9
3007 | 48.67 | 0.36 | 0.9
3008 | 48.67 | 0.36 | 0.9
3009 | 48.67 | 0.36 | 0.9
3010 | 48.67 | 0.36 | 0.9
3011 | 48.67 | 0.36 | 0.9
3012 | 48.67 | 0.36 | 0.9
3013 | 48.67 | 0.36 | 0.9
3014 | 48.67 | 0.36 | 0.9
3015 | 48.67 | 0.36 | 0.9
3016 | 48.67 | 0.36 | 0.9
3017 | 48.67 | 0.36 | 0.9
3018 | 48.67 | 0.36 | 0.9
3019 | 48.67 | 0.36 | 0.9
3020 | 48.67 | 0.36 | 0.9
3021 | 48.67 | 0.36 | 0.9
3022 | 48.67 | 0.36 | 0.9
3023 | 48.67 | 0.36 | 0.9
3024 | 48.67 | 0.36 | 0.9
3025 | 48.67 | 0.36 | 0.9
3026 | 48.67 | 0.36 | 0.9
3027 | 48.67 | 0.36 | 0.9
3028 | 48.67 | 0.36 | 0.9
3029 | 48.67 | 0.36 | 0.9
3030 | 48.67 | 0.36 | 0.9
3031 | 48.67 | 0.36 | 0.9
3032 | 48.67 | 0.36 | 0.9
3033 | 48.67 | 0.36 | 0.9
3034 | 48.67 | 0.36 | 0.9
3035 | 48.67 | 0.36 | 0.9
3036 | 48.67 | 0.36 | 0.9
3037 | 48.67 | 0.36 | 0.9
3038 | 48.67 | 0.36 | 0.9
3039 | 48.67 | 0.36 | 0.9
3040 | 48.67 | 0.36 | 0.9
3041 | 48.67 | 0.36 | 0.9
3042 | 48.67 | 0.36 | 0.9
3043 | 48.67 | 0.36 | 0.9
3044 | 48.67 | 0.36 | 0.9
3045 | 48.67 | 0.36 | 0.9
3046 | 48.67 | 0.36 | 0.9
3047 | 48.67 | 0.36 | 0.9
3048 | 48.67 | 0.36 | 0.9
3049 | 48.67 | 0.36 | 0.9
3050 | 48.67 | 0.36 | 0.9
3051 | 48.67 | 0.36 | 0.9
3052 | 48.67 | 0.36 | 0.9
3053 | 48.67 | 0.36 | 0.9
3054 | 48.67 | 0.36 | 0.9
3055 | 48.67 | 0.36 | 0.9
3056 | 48.67 | 0.36 | 0.9
3057 | 48.67 | 0.36 | 0.9
3058 | 48.67 | 0.36 | 0.9
3059 | 48.67 | 0.36 | 0.9
3060 | 48.67 | 0.36 | 0.9
3061 | 48.67 | 0.36 | 0.9
3062 | 48.67 | 0.36 | 0.9
3063 | 48.67 | 0.36 | 0.9
3064 | 48.67 | 0.36 | 0.9
3065 | 48.67 | 0.36 | 0.9
3066 | 48.67 | 0.36 | 0.9
3067 | 48.67 | 0.36 | 0.9
3068 | 48.67 | 0.36 | 0.9
3069 | 48.67 | 0.36 | 0.9
3070 | 48.67 | 0.36 | 0.9
3071 | 48.67 | 0.36 | 0.9
3072 | 48.67 | 0.36 | 0.9
3073 | 48.67 | 0.36 | 0.9
3074 | 48.67 | 0.36 | 0.9
3075 | 48.67 | 0.36 | 0.9
3076 | 48.67 | 0.36 | 0.9
3077 | 48.67 | 0.36 | 0.9
3078 | 48.67 | 0.36 | 0.9
3079 | 48.67 | 0.36 | 0.9
3080 | 48.67 | 0.36 | 0.9
3081 | 48.67 | 0.36 | 0.9
3082 | 48.67 | 0.36 | 0.9
3083 | 48.67 | 0.36 | 0.9
3084 | 48.67 | 0.36 | 0.9
3085 | 48.67 | 0.36 | 0.9
3086 | 48.67 | 0.36 | 0.9
3087 | 48.67 | 0.36 | 0.9
3088 | 48.67 | 0.36 | 0.9
3089 | 48.67 | 0.36 | 0.9
3090 | 48.67 | 0.36 | 0.9
3091 | 48.67 | 0.36 | 0.9
3092 | 48.67 | 0.36 | 0.9
3093 | 48.67 | 0.36 | 0.9
3094 | 48.67 | 0.36 | 0.9
3095 | 48.67 | 0.36 | 0.9
3096 | 48.67 | 0.36 | 0.9
3097 | 48.67 | 0.36 | 0.9
3098 | 48.67 | 0.36 | 0.9
3099 | 48.67 | 0.36 | 0.9
3100 | 48.67 | 0.36 | 0.9
3101 | 48.67 | 0.36 | 0.9
3102 | 48.67 | 0.36 | 0.9
3103 | 48.67 | 0.36 | 0.9
3104 | 48.67 | 0.36 | 0.9
3105 | 48.67 | 0.36 | 0.9
3106 | 48.67 | 0.36 | 0.9
3107 | 48.67 | 0.36 | 0.9
3108 | 48.67 | 0.36 | 0.9
3109 | 48.67 | 0.36 | 0.9
3110 | 48.67 | 0.36 | 0.9
3111 | 48.67 | 0.36 | 0.9
3112 | 48.67 | 0.36 | 0.9
3113 | 48.67 | 0.36 | 0.9
3114 | 48.67 | 0.36 | 0.9
3115 | 48.67 | 0.36 | 0.9
3116 | 48.67 | 0.36 | 0.9
3117 | 48.67 | 0.36 | 0.9
3118 | 48.67 | 0.36 | 0.9
3119 | 48.67 | 0.36 | 0.9
3120 | 48.67 | 0.36 | 0.9
3121 | 48.67 | 0.36 | 0.9
3122 | 48.67 | 0.36 | 0.9
3123 | 48.67 | 0.36 | 0.9
3124 | 48.67 | 0.36 | 0.9
3125 | 48.67 | 0.36 | 0.9
3126 | 48.67 | 0.36 | 0.9
3127 | 48.67 | 0.36 | 0.9
3128 | 48.67 | 0.36 | 0.9
3129 | 48.67 | 0.36 | 0.9
3130 | 48.67 | 0.36 | 0.9
3131 | 48.67 | 0.36 | 0.9
3132 | 48.67 | 0.36 | 0.9
3133 | 48.67 | 0.36 | 0.9
3134 | 48.67 | 0.36 | 0.9
3135 | 48.67 | 0.36 | 0.9
3136 | 48.67 | 0.36 | 0.9
3137 | 48.67 | 0.36 | 0.9
3138 | 48.67 | 0.36 | 0.9
3139 | 48.67 | 0.36 | 0.9
3140 | 48.67 | 0.36 | 0.9
3141 | 48.67 | 0.36 | 0.9
3142 | 48.67 | 0.36 | 0.9
3143 | 48.67 | 0.36 | 0.9
3144 | 48.67 | 0.36 | 0.9
3145 | 48.67 | 0.36 | 0.9
3146 | 48.67 | 0.36 | 0.9
3147 | 48.67 | 0.36 | 0.9
3148 | 48.67 | 0.36 | 0.9
3149 | 48.67 | 0.36 | 0.9
3150 | 48.67 | 0.36 | 0.9
3151 | 48.67 | 0.36 | 0.9
3152 | 48.67 | 0.36 | 0.9
3153 | 48.67 | 0.36 | 0.9
3154 | 48.67 | 0.36 | 0.9
3155 | 48.67 | 0.36 | 0.9
3156 | 48.67 | 0.36 | 0.9
3157 | 48.67 | 0.36 | 0.9
3158 | 48.67 | 0.36 | 0.9
3159 | 48.67 | 0.36 | 0.9
3160 | 48.67 | 0.36 | 0.9
3161 | 48.67 | 0.36 | 0.9
3162 | 48.67 | 0.36 | 0.9
3163 | 48.67 | 0.36 | 0.9
3164 | 48.67 | 0.36 | 0.9
3165 | 48.67 | 0.36 | 0.9
3166 | 48.67 | 0.36 | 0.9
3167 | 48.67 | 0.36 | 0.9
3168 | 48.67 | 0.36 | 0.9
3169 | 48.67 | 0.36 | 0.9
3170 | 48.67 | 0.36 | 0.9
3171 | 48.67 | 0.36 | 0.9
3172 | 48.67 | 0.36 | 0.9
3173 | 48.67 | 0.36 | 0.9
3174 | 48.67 | 0.36 | 0.9
3175 | 48.67 | 0.36 | 0.9
3176 | 48.67 | 0.36 | 0.9
3177 | 48.67 | 0.36 | 0.9
3178 | 48.67 | 0.36 | 0.9
3179 | 48.67 | 0.36 | 0.9
3180 | 48.67 | 0.36 | 0.9
3181 | 48.67 | 0.36 | 0.9
3182 | 48.67 | 0.36 | 0.9
3183 | 48.67 | 0.36 | 0.9
3184 | 48.67 | 0.36 | 0.9
3185 | 48.67 | 0.36 | 0.9
3186 | 48.67 | 0.36 | 0.9
3187 | 48.67 | 0.36 | 0.9
3188 | 48.67 | 0.36 | 0.9
3189 | 48.67 | 0.36 | 0.9
3190 | 48.67 | 0.36 | 0.9
3191 | 48.67 | 0.36 | 0.9
3192 | 48.67 | 0.36 | 0.9
3193 | 48.67 | 0.36 | 0.9
3194 | 48.67 | 0.36 | 0.9
3195 | 48.67 | 0.36 | 0.9
3196 | 48.67 | 0.36 | 0.9
3197 | 48.67 | 0.36 | 0.9
3198 | 48.67 | 0.36 | 0.9
3199 | 48.67 | 0.36 | 0.9
3200 | 48.67 | 0.36 | 0.9
3201 | 48.67 | 0.36 | 0.9
3202 | 48.67 | 0.36 | 0.9
3203 | 48.67 | 0.36 | 0.9
3204 | 48.67 | 0.36 | 0.9
3205 | 48.67 | 0.36 | 0.9
3206 | 48.67 | 0.36 | 0.9
3207 | 48.67 | 0.36 | 0.9
3208 | 48.67 | 0.36 | 0.9
3209 | 48.67 | 0.36 | 0.9
3210 | 48.67 | 0.36 | 0.9
3211 | 48.67 | 0.36 | 0.9
3212 | 48.67 | 0.36 | 0.9
3213 | 48.67 | 0.36 | 0.9
3214 | 48.67 | 0.36 | 0.9
3215 | 48.67 | 0.36 | 0.9
3216 | 48.67 | 0.36 | 0.9
3217 | 48.67 | 0.36 | 0.9
3218 | 48.67 | 0.36 | 0.9
3219 | 48.67 | 0.36 | 0.9
3220 | 48.67 | 0.36 | 0.9
3221 | 48.67 | 0.36 | 0.9
3222 | 48.67 | 0.36 | 0.9
3223 | 48.67 | 0.36 | 0.9
3224 | 48.67 | 0.36 | 0.9
3225 | 48.67 | 0.36 | 0.9
3226 | 48.67 | 0.36 | 0.9
3227 | 48.67 | 0.36 | 0.9
3228 | 48.67 | 0.36 | 0.9
3229 | 48.67 | 0.36 | 0.9
3230 | 48.67 | 0.36 | 0.9
3231 | 48.67 | 0.36 | 0.9
3232 | 48.67 | 0.36 | 0.9
3233 | 48.67 | 0.36 | 0.9
3234 | 48.67 | 0.36 | 0.9
3235 | 48.67 | 0.36 | 0.9
3236 | 48.67 | 0.36 | 0.9
3237 | 48.67 | 0.36 | 0.9
3238 | 48.67 | 0.36 | 0.9
3239 | 48.67 | 0.36 | 0.9
3240 | 48.67 | 0.36 | 0.9
3241 | 48.67 | 0.36 | 0.9
3242 | 48.67 | 0.36 | 0.9
3243 | 48.67 | 0.36 | 0.9
3244 | 48.67 | 0.36 | 0.9
3245 | 48.67 | 0.36 | 0.9
3246 | 48.67 | 0.36 | 0.9
3247 | 48.67 | 0.36 | 0.9
3248 | 48.67 | 0.36 | 0.9
3249 | 48.67 | 0.36 | 0.9
3250 | 48.67 | 0.36 | 0.9
3251 | 48.67 | 0.36 | 0.9
3252 | 48.67 | 0.36 | 0.9
3253 | 48.67 | 0.36 | 0.9
3254 | 48.67 | 0.36 | 0.9
3255 | 48.67 | 0.36 | 0.9
3256 | 48.67 | 0.36 | 0.9
3257 | 48.67 | 0.36 | 0.9
3258 | 48.67 | 0.36 | 0.9
3259 | 48.67 | 0.36 | 0.9
3260 | 48.67 | 0.36 | 0.9
3261 | 48.67 | 0.36 | 0.9
3262 | 48.67 | 0.36 | 0.9
3263 | 48.67 | 0.36 | 0.9
3264 | 48.67 | 0.36 | 0.9
3265 | 48.67 | 0.36 | 0.9
3266 | 48.67 | 0.36 | 0.9
3267 | 48.67 | 0.36 | 0.9
3268 | 48.67 | 0.36 | 0.9
3269 | 48.67 | 0.36 | 0.9
3270 | 48.67 | 0.36 | 0.9
3271 | 48.67 | 0.36 | 0.9
3272 | 48.67 | 0.36 | 0.9
3273 | 48.67 | 0.36 | 0.9
3274 | 48.67 | 0.36 | 0.9
3275 | 48.67 | 0.36 | 0.9
3276 | 48.67 | 0.36 | 0.9
3277 | 48.67 | 0.36 | 0.9
3278 | 48.67 | 0.36 | 0.9
3279 | 48.67 | 0.36 | 0.9
3280 | 48.67 | 0.36 | 0.9
3281 | 48.67 | 0.36 | 0.9
3282 | 48.67 | 0.36 | 0.9
3283 | 48.67 | 0.36 | 0.9
3284 | 48.67 | 0.36 | 0.9
3285 | 48.67 | 0.36 | 0.9
3286 | 48.67 | 0.36 | 0.9
3287 | 48.67 | 0.36 | 0.9
3288 | 48.67 | 0.36 | 0.9
3289 | 48.67 | 0.36 | 0.9
3290 | 48.67 | 0.36 | 0.9
3291 | 48.67 | 0.36 | 0.9
3292 | 48.67 | 0.36 | 0.9
3293 | 48.67 | 0.36 | 0.9
3294 | 48.67 | 0.36 | 0.9
3295 | 48.67 | 0.36 | 0.9
3296 | 48.67 | 0.36 | 0.9
3297 | 48.67 | 0.36 | 0.9
3298 | 48.67 | 0.36 | 0.9
3299 | 48.67 | 0.36 | 0.9
3300 | 48.67 | 0.36 | 0.9
3301 | 48.67 | 0.36 | 0.9
3302 | 48.67 | 0.36 | 0.9
3303 | 48.67 | 0.36 | 0.9
3304 | 48.67 | 0.36 | 0.9
3305 | 48.67 | 0.36 | 0.9
3306 | 48.67 | 0.36 | 0.9
3307 | 48.67 | 0.36 | 0.9
3308 | 48.67 | 0.36 | 0.9
3309 | 48.67 | 0.36 | 0.9
3310 | 48.67 | 0.36 | 0.9
3311 | 48.67 | 0.36 | 0.9
3312 | 48.67 | 0.36 | 0.9
3313 | 48.67 | 0.36 | 0.9
3314 | 48.67 | 0.36 | 0.9
3315 | 48.67 | 0.36 | 0.9
3316 | 48.67 | 0.36 | 0.9
3317 | 48.67 | 0.36 | 0.9
3318 | 48.67 | 0.36 | 0.9
3319 | 48.67 | 0.36 | 0.9
3320 | 48.67 | 0.36 | 0.9
3321 | 48.67 | 0.36 | 0.9
3322 | 48.67 | 0.36 | 0.9
3323 | 48.67 | 0.36 | 0.9
3324 | 48.67 | 0.36 | 0.9
3325 | 48.67 | 0.36 | 0.9
3326 | 48.67 | 0.36 | 0.9
3327 | 48.67 | 0.36 | 0.9
3328 | 48.67 | 0.36 | 0.9
3329 | 48.67 | 0.36 | 0.9
3330 | 48.67 | 0.36 | 0.9
3331 | 48.67 | 0.36 | 0.9
3332 | 48.67 | 0.36 | 0.9
3333 | 48.67 | 0.36 | 0.9
3334 | 48.67 | 0.36 | 0.9
3335 | 48.67 | 0.36 | 0.9
3336 | 48.67 | 0.36 | 0.9
3337 | 48.67 | 0.36 | 0.9
3338 | 48.67 | 0.36 | 0.9
3339 | 48.67 | 0.36 | 0.9
3340 | 48.67 | 0.36 | 0.9
3341 | 48.67 | 0.36 | 0.9
3342 | 48.67 | 0.36 | 0.9
3343 | 48.67 | 0.36 | 0.9
3344 | 48.67 | 0.36 | 0.9
3345 | 48.67 | 0.36 | 0.9
3346 | 48.67 | 0.36 | 0.9
3347 | 48.67 | 0.36 | 0.9
3348 | 48.67 | 0.36 | 0.9
3349 | 48.67 | 0.36 | 0.9
3350 | 48.67 | 0.36 | 0.9
3351 | 48.67 | 0.36 | 0.9
3352 | 48.67 | 0.36 | 0.9
3353 | 48.67 | 0.36 | 0.9
3354 | 48.67 | 0.36 | 0.9
3355 | 48.67 | 0.36 | 0.9
3356 | 48.67 | 0.36 | 0.9
3357 | 48.67 | 0.36 | 0.9
3358 | 48.67 | 0.36 | 0.9
3359 | 48.67 | 0.36 | 0.9
3360 | 48.67 | 0.36 | 0.9
3361 | 48.67 | 0.36 | 0.9
3362 | 48.67 | 0.36 | 0.9
3363 | 48.67 | 0.36 | 0.9
3364 | 48.67 | 0.36 | 0.9
3365 | 48.67 | 0.36 | 0.9
3366 | 48.67 | 0.36 | 0.9
3367 | 48.67 | 0.36 | 0.9
3368 | 48.67 | 0.36 | 0.9
3369 | 48.67 | 0.36 | 0.9
3370 | 48.67 | 0.36 | 0.9
3371 | 48.67 | 0.36 | 0.9
3372 | 48.67 | 0.36 | 0.9
3373 | 48.67 | 0.36 | 0.9
3374 | 48.67 | 0.36 | 0.9
3375 | 48.67 | 0.36 | 0.9
3376 | 48.67 | 0.36 | 0.9
3377 | 48.67 | 0.36 | 0.9
3378 | 48.67 | 0.36 | 0.9
3379 | 48.67 | 0.36 | 0.9
3380 | 48.67 | 0.36 | 0.9
3381 | 48.67 | 0.36 | 0.9
3382 | 48.67 | 0.36 | 0.9
3383 | 48.67 | 0.36 | 0.9
3384 | 48.67 | 0.36 | 0.9
3385 | 48.67 | 0.36 | 0.9
3386 | 48.67 | 0.36 | 0.9
3387 | 48.67 | 0.36 | 0.9
3388 | 48.67 | 0.36 | 0.9
3389 | 48.67 | 0.36 | 0.9
3390 | 48.67 | 0.36 | 0.9
3391 | 48.67 | 0.36 | 0.9
3392 | 48.67 | 0.36 | 0.9
3393 | 48.67 | 0.36 | 0.9
3394 | 48.67 | 0.36 | 0.9
3395 | 48.67 | 0.36 | 0.9
3396 | 48.67 | 0.36 | 0.9
3397 | 48.67 | 0.36 | 0.9
3398 | 48.67 | 0.36 | 0.9
3399 | 48.67 | 0.36 | 0.9
3400 | 48.67 | 0.36 | 0.9
3401 | 48.67 | 0.36 | 0.9
3402 | 48.67 | 0.36 | 0.9
3403 | 48.67 | 0.36 | 0.9
3404 | 48.67 | 0.36 | 0.9
3405 | 48.67 | 0.36 | 0.9
3406 | 48.67 | 0.36 | 0.9
3407 | 48.67 | 0.36 | 0.9
3408 | 48.67 | 0.36 | 0.9
3409 | 48.67 | 0.36 | 0.9
3410 | 48.67 | 0.36 | 0.9
3411 | 48.67 | 0.36 | 0.9
3412 | 48.67 | 0.36 | 0.9
3413 | 48.67 | 0.36 | 0.9
3414 | 48.67 | 0.36 | 0.9
3415 | 48.67 | 0.36 | 0.9
3416 | 48.67 | 0.36 | 0.9
3417 | 48.67 | 0.36 | 0.9
3418 | 48.67 | 0.36 | 0.9
3419 | 48.67 | 0.36 | 0.9
3420 | 48.67 | 0.36 | 0.9
3421 | 48.67 | 0.36 | 0.9
3422 | 48.67 | 0.36 | 0.9
3423 | 48.67 | 0.36 | 0.9
3424 | 48.67 | 0.36 | 0.9
3425 | 48.67 | 0.36 | 0.9
3426 | 48.67 | 0.36 | 0.9
3427 | 48.67 | 0.36 | 0.9
3428 | 48.67 | 0.36 | 0.9
3429 | 48.67 | 0.36 | 0.9
3430 | 48.67 | 0.36 | 0.9
3431 | 48.67 | 0.36 | 0.9
3432 | 48.67 | 0.36 | 0.9
3433 | 48.67 | 0.36 | 0.9
3434 | 48.67 | 0.36 | 0.9
3435 | 48.67 | 0.36 | 0.9
3436 | 48.67 | 0.36 | 0.9
3437 | 48.67 | 0.36 | 0.9
3438 | 48.67 | 0.36 | 0.9
3439 | 48.67 | 0.36 | 0.9
3440 | 48.67 | 0.36 | 0.9
3441 | 48.67 | 0.36 | 0.9
3442 | 48.67 | 0.36 | 0.9
3443 | 48.67 | 0.36 | 0.9
3444 | 48.67 | 0.36 | 0.9
3445 | 48.67 | 0.36 | 0.9
3446 | 48.67 | 0.36 | 0.9
3447 | 48.67 | 0.36 | 0.9
3448 | 48.67 | 0.36 | 0.9
3449 | 48.67 | 0.36 | 0.9
3450 | 48.67 | 0.36 | 0.9
3451 | 48.67 | 0.36 | 0.9
3452 | 48.67 | 0.36 | 0.9
3453 | 48.67 | 0.36 | 0.9
3454 | 48.67 | 0.36 | 0.9
3455 | 48.67 | 0.36 | 0.9
3456 | 48.67 | 0.36 | 0.9
3457 | 48.67 | 0.36 | 0.9
3458 | 48.67 | 0.36 | 0.9
3459 | 48.67 | 0.36 | 0.9
3460 | 48.67 | 0.36 | 0.9
3461 | 48.67 | 0.36 | 0.9
3462 | 48.67 | 0.36 | 0.9
3463 | 48.67 | 0.36 | 0.9
3464 | 48.67 | 0.36 | 0.9
3465 | 48.67 | 0.36 | 0.9
3466 | 48.67 | 0.36 | 0.9
3467 | 48.67 | 0.36 | 0.9
3468 | 48.67 | 0.36 | 0.9
3469 | 48.67 | 0.36 | 0.9
3470 | 48.67 | 0.36 | 0.9
3471 | 48.67 | 0.36 | 0.9
3472 | 48.67 | 0.36 | 0.9
3473 | 48.67 | 0.36 | 0.9
3474 | 48.67 | 0.36 | 0.9
3475 | 48.67 | 0.36 | 0.9
3476 | 48.67 | 0.36 | 0.9
3477 | 48.67 | 0.36 | 0.9
3478 | 48.67 | 0.36 | 0.9
3479 | 48.67 | 0.36 | 0.9
3480 | 48.67 | 0.36 | 0.9
3481 | 48.67 | 0.36 | 0.9
3482 | 48.67 | 0.36 | 0.9
3483 | 48.67 | 0.36 | 0.9
3484 | 48.67 | 0.36 | 0.9
3485 | 48.67 | 0.36 | 0.9
3486 | 48.67 | 0.36 | 0.9
3487 | 48.67 | 0.36 | 0.9
3488 | 48.67 | 0.36 | 0.9
3489 | 48.67 | 0.36 | 0.9
3490 | 48.67 | 0.36 | 0.9
3491 | 48.67 | 0.36 | 0.9
3492 | 48.67 | 0.36 | 0.9
3493 | 48.67 | 0.36 | 0.9
3494 | 48.67 | 0.36 | 0.9
3495 | 48.67 | 0.36 | 0.9
3496 | 48.67 | 0.36 | 0.9
3497 | 48.67 | 0.36 | 0.9
3498 | 48.67 | 0.36 | 0.9
3499 | 48.67 | 0.36 | 0.9
3500 | 48.67 | 0.36 | 0.9
3501 | 48.67 | 0.36 | 0.9
3502 | 48.67 | 0.36 | 0.9
3503 | 48.67 | 0.36 | 0.9
3504 | 48.67 | 0.36 | 0.9
3505 | 48.67 | 0.36 | 0.9
3506 | 48.67 | 0.36 | 0.9
3507 | 48.67 | 0.36 | 0.9
3508 | 48.67 | 0.36 | 0.9
3509 | 48.67 | 0.36 | 0.9
3510 | 48.67 | 0.36 | 0.9
3511 | 48.67 | 0.36 | 0.9
3512 | 48.67 | 0.36 | 0.9
3513 | 48.67 | 0.36 | 0.9
3514 | 48.67 | 0.36 | 0.9
3515 | 48.67 | 0.36 | 0.9
3516 | 48.67 | 0.36 | 0.9
3517 | 48.67 | 0.36 | 0.9
3518 | 48.67 | 0.36 | 0.9
3519 | 48.67 | 0.36 | 0.9
3520 | 48.67 | 0.36 | 0.9
3521 | 48.67 | 0.36 | 0.9
3522 | 48.67 | 0.36 | 0.9
3523 | 48.67 | 0.36 | 0.9
3524 | 48.67 | 0.36 | 0.9
3525 | 48.67 | 0.36 | 0.9
3526 | 48.67 | 0.36 | 0.9
3527 | 48.67 | 0.36 | 0.9
3528 | 48.67 | 0.36 | 0.9
3529 | 48.67 | 0.36 | 0.9
3530 | 48.67 | 0.36 | 0.9
3531 | 48.67 | 0.36 | 0.9
3532 | 48.67 | 0.36 | 0.9
3533 | 48.67 | 0.36 | 0.9
3534 | 48.67 | 0.36 | 0.9
3535 | 48.67 | 0.36 | 0.9
3536 | 48.67 | 0.36 | 0.9
3537 | 48.67 | 0.36 | 0.9
3538 | 48.67 | 0.36 | 0.9
3539 | 48.67 | 0.36 | 0.9
3540 | 48.67 | 0.36 | 0.9
3541 | 48.67 | 0.36 | 0.9
3542 | 48.67 | 0.36 | 0.9
3543 | 48.67 | 0.36 | 0.9
3544 | 48.67 | 0.36 | 0.9
3545 | 48.67 | 0.36 | 0.9
3546 | 48.67 | 0.36 | 0.9
3547 | 48.67 | 0.36 | 0.9
3548 | 48.67 | 0.36 | 0.9
3549 | 48.67 | 0.36 | 0.9
3550 | 48.67 | 0.36 | 0.9
3551 | 48.67 | 0.36 | 0.9
3552 | 48.67 | 0.36 | 0.9
3553 | 48.67 | 0.36 | 0.9
3554 | 48.67 | 0.36 | 0.9
3555 | 48.67 | 0.36 | 0.9
3556 | 48.67 | 0.36 | 0.9
3557 | 48.67 | 0.36 | 0.9
3558 | 48.67 | 0.36 | 0.9
3559 | 48.67 | 0.36 | 0.9
3560 | 48.67 | 0.36 | 0.9
3561 | 48.67 | 0.36 | 0.9
3562 | 48.67 | 0.36 | 0.9
3563 | 48.67 | 0.36 | 0.9
3564 | 48.67 | 0.36 | 0.9
3565 | 48.67 | 0.36 | 0.9
3566 | 48.67 | 0.36 | 0.9
3567 | 48.67 | 0.36 | 0.9
3568 | 48.67 | 0.36 | 0.9
3569 | 48.67 | 0.36 | 0.9
3570 | 48.67 | 0.36 | 0.9
3571 | 48.67 | 0.36 | 0.9
3572 | 48.67 | 0.36 | 0.9
3573 | 48.67 | 0.36 | 0.9
3574 | 48.67 | 0.36 | 0.9
3575 | 48.67 | 0.36 | 0.9
3576 | 48.67 | 0.36 | 0.9
3577 | 48.67 | 0.36 | 0.9
3578 | 48.67 | 0.36 | 0.9
3579 | 48.67 | 0.36 | 0.9
3580 | 48.67 | 0.36 | 0.9
3581 | 48.67 | 0.36 | 0.9
3582 | 48.67 | 0.36 | 0.9
3583 | 48.67 | 0.36 | 0.9
3584 | 48.67 | 0.36 | 0.9
3585 | 48.67 | 0.36 | 0.9
3586 | 48.67 | 0.36 | 0.9
3587 | 48.67 | 0.36 | 0.9
3588 | 48.67 | 0.36 | 0.9
3589 | 48.67 | 0.36 | 0.9
3590 | 48.67 | 0.36 | 0.9
3591 | 48.67 | 0.36 | 0.9
3592 | 48.67 | 0.36 | 0.9
3593 | 48.67 | 0.36 | 0.9
3594 | 48.67 | 0.36 | 0.9
3595 | 48.67 | 0.36 | 0.9
3596 | 48.67 | 0.36 | 0.9
3597 | 48.67 | 0.36 | 0.9
3598 | 48.67 | 0.36 | 0.9
3599 | 48.67 | 0.36 | 0.9
3600 | 48.67 | 0.36 | 0.9
3601 | 48.67 | 0.36 | 0.9
3602 | 48.67 | 0.36 | 0.9
3603 | 48.67 | 0.36 | 0.9
3604 | 48.67 | 0.36 | 0.9
3605 | 48.67 | 0.36 | 0.9
3606 | 48.67 | 0.36 | 0.9
3607 | 48.67 | 0.36 | 0.9
3608 | 48.67 | 0.36 | 0.9
3609 | 48.67 | 0.36 | 0.9
3610 | 48.67 | 0.36 | 0.9
3611 | 48.67 | 0.36 | 0.9
3612 | 48.67 | 0.36 | 0.9
3613 | 48.67 | 0.36 | 0.9
3614 | 48.67 | 0.36 | 0.9
3615 | 48.67 | 0.36 | 0.9
3616 | 48.67 | 0.36 | 0.9
3617 | 48.67 | 0.36 | 0.9
3618 | 48.67 | 0.36 | 0.9
3619 | 48.67 | 0.36 | 0.9
3620 | 48.67 | 0.36 | 0.9
3621 | 48.67 | 0.36 | 0.9
3622 | 48.67 | 0.36 | 0.9
3623 | 48.67 | 0.36 | 0.9
3624 | 48.67 | 0.36 | 0.9
3625 | 48.67 | 0.36 | 0.9
3626 | 48.67 | 0.36 | 0.9
3627 | 48.67 | 0.36 | 0.9
3628 | 48.67 | 0.36 | 0.9
3629 | 48.67 | 0.36 | 0.9
3630 | 48.67 | 0.36 | 0.9
3631 | 48.67 | 0.36 | 0.9
3632 | 48.67 | 0.36 | 0.9
3633 | 48.67 | 0.36 | 0.9
3634 | 48.67 | 0.36 | 0.9
3635 | 48.67 | 0.36 | 0.9
3636 | 48.67 | 0.36 | 0.9
3637 | 48.67 | 0.36 | 0.9
3638 | 48.67 | 0.36 | 0.9
3639 | 48.67 | 0.36 | 0.9
3640 | 48.67 | 0.36 | 0.9
3641 | 48.67 | 0.36 | 0.9
3642 | 48.67 | 0.36 | 0.9
3643 | 48.67 | 0.36 | 0.9
3644 | 48.67 | 0.36 | 0.9
3645 | 48.67 | 0.36 | 0.9
3646 | 48.67 | 0.36 | 0.9
3647 | 48.67 | 0.36 | 0.9
3648 | 48.67 | 0.36 | 0.9
3649 | 48.67 | 0.36 | 0.9
3650 | 48.67 | 0.36 | 0.9
3651 | 48.67 | 0.36 | 0.9
3652 | 48.67 | 0.36 | 0.9
3653 | 48.67 | 0.36 | 0.9
3654 | 48.67 | 0.36 | 0.9
3655 | 48.67 | 0.36 | 0.9
3656 | 48.67 | 0.36 | 0.9
3657 | 48.67 | 0.36 | 0.9
3658 | 48.67 | 0.36 | 0.9
3659 | 48.67 | 0.36 | 0.9
3660 | 48.67 | 0.36 | 0.9
3661 | 48.67 | 0.36 | 0.9
3662 | 48.67 | 0.36 | 0.9
3663 | 48.67 | 0.36 | 0.9
3664 | 48.67 | 0.36 | 0.9
3665 | 48.67 | 0.36 | 0.9
3666 | 48.67 | 0.36 | 0.9
3667 | 48.67 | 0.36 | 0.9
3668 | 48.67 | 0.36 | 0.9
3669 | 48.67 | 0.36 | 0.9
3670 | 48.67 | 0.36 | 0.9
3671 | 48.67 | 0.36 | 0.9
3672 | 48.67 | 0.36 | 0.9
3673 | 48.67 | 0.36 | 0.9
3674 | 48.67 | 0.36 | 0.9
3675 | 48.67 | 0.36 | 0.9
3676 | 48.67 | 0.36 | 0.9
3677 | 48.67 | 0.36 | 0.9
3678 | 48.67 | 0.36 | 0.9
3679 | 48.67 | 0.36 | 0.9
3680 | 48.67 | 0.36 | 0.9
3681 | 48.67 | 0.36 | 0.9
3682 | 48.67 | 0.36 | 0.9
3683 | 48.67 | 0.36 | 0.9
3684 | 48.67 | 0.36 | 0.9
3685 | 48.67 | 0.36 | 0.9
3686 | 48.67 | 0.36 | 0.9
3687 | 48.67 | 0.36 | 0.9
3688 | 48.67 | 0.36 | 0.9
3689 | 48.67 | 0.36 | 0.9
3690 | 48.67 | 0.36 | 0.9
3691 | 48.67 | 0.36 | 0.9
3692 | 48.67 | 0.36 | 0.9
3693 | 48.67 | 0.36 | 0.9
3694 | 48.67 | 0.36 | 0.9
3695 | 48.67 | 0.36 | 0.9
3696 | 48.67 | 0.36 | 0.9
3697 | 48.67 | 0.36 | 0.9
3698 | 48.67 | 0.36 | 0.9
3699 | 48.67 | 0.36 | 0.9
3700 | 48.67 | 0.36 | 0.9
3701 | 48.67 | 0.36 | 0.9
3702 | 48.67 | 0.36 | 0.9
3703 | 48.67 | 0.36 | 0.9
3704 | 48.67 | 0.36 | 0.9
3705 | 48.67 | 0.36 | 0.9
3706 | 48.67 | 0.36 | 0.9
3707 | 48.67 | 0.36 | 0.9
3708 | 48.67 | 0.36 | 0.9
3709 | 48.67 | 0.36 | 0.9
3710 | 48.67 | 0.36 | 0.9
3711 | 48.67 | 0.36 | 0.9
3712 | 48.67 | 0.36 | 0.9
3713 | 48.67 | 0.36 | 0.9
3714 | 48.67 | 0.36 | 0.9
3715 | 48.67 | 0.36 | 0.9
3716 | 48.67 | 0.36 | 0.9
3717 | 48.67 | 0.36 | 0.9
3718 | 48.67 | 0.36 | 0.9
3719 | 48.67 | 0.36 | 0.9
3720 | 48.67 | 0.36 | 0.9
3721 | 48.67 | 0.36 | 0.9
3722 | 48.67 | 0.36 | 0.9
3723 | 48.67 | 0.36 | 0.9
3724 | 48.67 | 0.36 | 0.9
3725 | 48.67 | 0.36 | 0.9
3726 | 48.67 | 0.36 | 0.9
3727 | 48.67 | 0.36 | 0.9
3728 | 48.67 | 0.36 | 0.9
3729 | 48.67 | 0.36 | 0.9
3730 | 48.67 | 0.36 | 0.9
3731 | 48.67 | 0.36 | 0.9
3732 | 48.67 | 0.36 | 0.9
3733 | 48.67 | 0.36 | 0.9
3734 | 48.67 | 0.36 | 0.9
3735 | 48.67 | 0.36 | 0.9
3736 | 48.67 | 0.36 | 0.9
3737 | 48.67 | 0.36 | 0.9
3738 | 48.67 | 0.36 | 0.9
3739 | 48.67 | 0.36 | 0.9
3740 | 48.67 | 0.36 | 0.9
3741 | 48.67 | 0.36 | 0.9
3742 | 48.67 | 0.36 | 0.9
3743 | 48.67 | 0.36 | 0.9
3744 | 48.67 | 0.36 | 0.9
3745 | 48.67 | 0.36 | 0.9
3746 | 48.67 | 0.36 | 0.9
3747 | 48.67 | 0.36 | 0.9
3748 | 48.67 | 0.36 | 0.9
3749 | 48.67 | 0.36 | 0.9
3750 | 48.67 | 0.36 | 0.9
3751 | 48.67 | 0.36 | 0.9
3752 | 48.67 | 0.36 | 0.9
3753 | 48.67 | 0.36 | 0.9
3754 | 48.67 | 0.36 | 0.9
3755 | 48.67 | 0.36 | 0.9
3756 | 48.67 | 0.36 | 0.9
3757 | 48.67 | 0.36 | 0.9
3758 | 48.67 | 0.36 | 0.9
3759 | 48.67 | 0.36 | 0.9
3760 | 48.67 | 0.36 | 0.9
3761 | 48.67 | 0.36 | 0.9
3762 | 48.67 | 0.36 | 0.9
3763 | 48.67 | 0.36 | 0.9
3764 | 48.67 | 0.36 | 0.9
3765 | 48.67 | 0.36 | 0.9
3766 | 48.67 | 0.36 | 0.9
3767 | 48.67 | 0.36 | 0.9
3768 | 48.67 | 0.36 | 0.9
3769 | 48.67 | 0.36 | 0.9
3770 | 48.67 | 0.36 | 0.9
3771 | 48.67 | 0.36 | 0.9
3772 | 48.67 | 0.36 | 0.9
3773 | 48.67 | 0.36 | 0.9
3774 | 48.67 | 0.36 | 0.9
3775 | 48.67 | 0.36 | 0.9
3776 | 48.67 | 0.36 | 0.9
3777 | 48.67 | 0.36 | 0.9
3778 | 48.67 | 0.36 | 0.9
3779 | 48.67 | 0.36 | 0.9
3780 | 48.67 | 0.36 | 0.9
3781 | 48.67 | 0.36 | 0.9
3782 | 48.67 | 0.36 | 0.9
3783 | 48.67 | 0.36 | 0.9
3784 | 48.67 | 0.36 | 0.9
3785 | 48.67 | 0.36 | 0.9
3786 | 48.67 | 0.36 | 0.9
3787 | 48.67 | 0.36 | 0.9
3788 | 48.67 | 0.36 | 0.9
3789 | 48.67 | 0.36 | 0.9
3790 | 48.67 | 0.36 | 0.9
3791 | 48.67 | 0.36 | 0.9
3792 | 48.67 | 0.36 | 0.9
3793 | 48.67 | 0.36 | 0.9
3794 | 48.67 | 0.36 | 0.9
3795 | 48.67 | 0.36 | 0.9
3796 | 48.67 | 0.36 | 0.9
3797 | 48.67 | 0.36 | 0.9
3798 | 48.67 | 0.36 | 0.9
3799 | 48.67 | 0.36 | 0.9
3800 | 48.67 | 0.36 | 0.9
3801 | 48.67 | 0.36 | 0.9
3802 | 48.67 | 0.36 | 0.9
3803 | 48.67 | 0.36 | 0.9
3804 | 48.67 | 0.36 | 0.9
3805 | 48.67 | 0.36 | 0.9
3806 | 48.67 | 0.36 | 0.9
3807 | 48.67 | 0.36 | 0.9
3808 | 48.67 | 0.36 | 0.9
3809 | 48.67 | 0.36 | 0.9
3810 | 48.67 | 0.36 | 0.9
3811 | 48.67 | 0.36 | 0.9
3812 | 48.67 | 0.36 | 0.9
3813 | 48.67 | 0.36 | 0.9
3814 | 48.67 | 0.36 | 0.9
3815 | 48.67 | 0.36 | 0.9
3816 | 48.67 | 0.36 | 0.9
3817 | 48.67 | 0.36 | 0.9
3818 | 48.67 | 0.36 | 0.9
3819 | 48.67 | 0.36 | 0.9
3820 | 48.67 | 0.36 | 0.9
3821 | 48.67 | 0.36 | 0.9
3822 | 48.67 | 0.36 | 0.9
3823 | 48.67 | 0.36 | 0.9
3824 | 48.67 | 0.36 | 0.9
3825 | 48.67 | 0.36 | 0.9
3826 | 48.67 | 0.36 | 0.9
3827 | 48.67 | 0.36 | 0.9
3828 | 48.67 | 0.36 | 0.9
3829 | 48.67 | 0.36 | 0.9
3830 | 48.67 | 0.36 | 0.9
3831 | 48.67 | 0.36 | 0.9
3832 | 48.67 | 0.36 | 0.9
3833 | 48.67 | 0.36 | 0.9
3834 | 48.67 | 0.36 | 0.9
3835 | 48.67 | 0.36 | 0.9
3836 | 48.67 | 0.36 | 0.9
3837 | 48.67 | 0.36 | 0.9
3838 | 48.67 | 0.36 | 0.9
3839 | 48.67 | 0.36 | 0.9
3840 | 48.67 | 0.36 | 0.9
3841 | 48.67 | 0.36 | 0.9
3842 | 48.67 | 0.36 | 0.9
3843 | 48.67 | 0.36 | 0.9
3844 | 48.67 | 0.36 | 0.9
3845 | 48.67 | 0.36 | 0.9
3846 | 48.67 | 0.36 | 0.9
3847 | 48.67 | 0.36 | 0.9
3848 | 48.67 | 0.36 | 0.9
3849 | 48.67 | 0.36 | 0.9
3850 | 48.67 | 0.36 | 0.9
3851 | 48.67 | 0.36 | 0.9
3852 | 48.67 | 0.36 | 0.9
3853 | 48.67 | 0.36 | 0.9
3854 | 48.67 | 0.36 | 0.9
3855 | 48.67 | 0.36 | 0.9
3856 | 48.67 | 0.36 | 0.9
3857 | 48.67 | 0.36 | 0.9
3858 | 48.67 | 0.36 | 0.9
3859 | 48.67 | 0.36 | 0.9
3860 | 48.67 | 0.36 | 0.9
3861 | 48.67 | 0.36 | 0.9
3862 | 48.67 | 0.36 | 0.9
3863 | 48.67 | 0.36 | 0.9
3864 | 48.67 | 0.36 | 0.9
3865 | 48.67 | 0.36 | 0.9
3866 | 48.67 | 0.36 | 0.9
3867 | 48.67 | 0.36 | 0.9
3868 | 48.67 | 0.36 | 0.9
3869 | 48.67 | 0.36 | 0.9
3870 | 48.67 | 0.36 | 0.9
3871 | 48.67 | 0.36 | 0.9
3872 | 48.67 | 0.36 | 0.9
3873 | 48.67 | 0.36 | 0.9
3874 | 48.67 | 0.36 | 0.9
3875 | 48.67 | 0.36 | 0.9
3876 | 48.67 | 0.36 | 0.9
3877 | 48.67 | 0.36 | 0.9
3878 | 48.67 | 0.36 | 0.9
3879 | 48.67 | 0.36 | 0.9
3880 | 48.67 | 0.36 | 0.9
3881 | 48.67 | 0.36 | 0.9
3882 | 48.67 | 0.36 | 0.9
3883 | 48.67 | 0.36 | 0.9
3884 | 48.67 | 0.36 | 0.9
3885 | 48.67 | 0.36 | 0.9
3886 | 48.67 | 0.36 | 0.9
3887 | 48.67 | 0.36 | 0.9
3888 | 48.67 | 0.36 | 0.9
3889 | 48.67 | 0.36 | 0.9
3890 | 48.67 | 0.36 | 0.9
3891 | 48.67 | 0.36 | 0.9
3892 | 48.67 | 0.36 | 0.9
3893 | 48.67 | 0.36 | 0.9
3894 | 48.67 | 0.36 | 0.9
3895 | 48.67 | 0.36 | 0.9
3896 | 48.67 | 0.36 | 0.9
3897 | 48.67 | 0.36 | 0.9
3898 | 48.67 | 0.36 | 0.9
3899 | 48.67 | 0.36 | 0.9
3900 | 48.67 | 0.36 | 0.9
3901 | 48.67 | 0.36 | 0.9
3902 | 48.67 | 0.36 | 0.9
3903 | 48.67 | 0.36 | 0.9
3904 | 48.67 | 0.36 | 0.9
3905 | 48.67 | 0.36 | 0.9
3906 | 48.67 | 0.36 | 0.9
3907 | 48.67 | 0.36 | 0.9
3908 | 48.67 | 0.36 | 0.9
3909 | 48.67 | 0.36 | 0.9
3910 | 48.67 | 0.36 | 0.9
3911 | 48.67 | 0.36 | 0.9
3912 | 48.67 | 0.36 | 0.9
3913 | 48.67 | 0.36 | 0.9
3914 | 48.67 | 0.36 | 0.9
3915 | 48.67 | 0.36 | 0.9
3916 | 48.67 | 0.36 | 0.9
3917 | 48.67 | 0.36 | 0.9
3918 | 48.67 | 0.36 | 0.9
3919 | 48.67 | 0.36 | 0.9
3920 | 48.67 | 0.36 | 0.9
3921 | 48.67 | 0.36 | 0.9
3922 | 48.67 | 0.36 | 0.9
3923 | 48.67 | 0.36 | 0.9
3924 | 48.67 | 0.36 | 0.9
3925 | 48.67 | 0.36 | 0.9
3926 | 48.67 | 0.36 | 0.9
3927 | 48.67 | 0.36 | 0.9
3928 | 48.67 | 0.36 | 0.9
3929 | 48.67 | 0.36 | 0.9
3930 | 48.67 | 0.36 | 0.9
3931 | 48.67 | 0.36 | 0.9
3932 | 48.67 | 0.36 | 0.9
3933 | 48.67 | 0.36 | 0.9
3934 | 48.67 | 0.36 | 0.9
3935 | 48.67 | 0.36 | 0.9
3936 | 48.67 | 0.36 | 0.9
3937 | 48.67 | 0.36 | 0.9
3938 | 48.67 | 0.36 | 0.9
3939 | 48.67 | 0.36 | 0.9
3940 | 48.67 | 0.36 | 0.9
3941 | 48.67 | 0.36 | 0.9
3942 | 48.67 | 0.36 | 0.9
3943 | 48.67 | 0.36 | 0.9
3944 | 48.67 | 0.36 | 0.9
3945 | 48.67 | 0.36 | 0.9
3946 | 48.67 | 0.36 | 0.9
3947 | 48.67 | 0.36 | 0.9
3948 | 48.67 | 0.36 | 0.9
3949 | 48.67 | 0.36 | 0.9
3950 | 48.67 | 0.36 | 0.9
3951 | 48.67 | 0.36 | 0.9
3952 | 48.67 | 0.36 | 0.9
3953 | 48.67 | 0.36 | 0.9
3954 | 48.67 | 0.36 | 0.9
3955 | 48.67 | 0.36 | 0.9
3956 | 48.67 | 0.36 | 0.9
3957 | 48.67 | 0.36 | 0.9
3958 | 48.67 | 0.36 | 0.9
3959 | 48.67 | 0.36 | 0.9
3960 | 48.67 | 0.36 | 0.9
3961 | 48.67 | 0.36 | 0.9
3962 | 48.67 | 0.36 | 0.9
3963 | 48.67 | 0.36 | 0.9
3964 | 48.67 | 0.36 | 0.9
3965 | 48.67 | 0.36 | 0.9
3966 | 48.67 | 0.36 | 0.9
3967 | 48.67 | 0.36 | 0.9
3968 | 48.67 | 0.36 | 0.9
3969 | 48.67 | 0.36 | 0.9
3970 | 48.67 | 0.36 | 0.9
3971 | 48.67 | 0.36 | 0.9
3972 | 48.67 | 0.36 | 0.9
3973 | 48.67 | 0.36 | 0.9
3974 | 48.67 | 0.36 | 0.9
3975 | 48.67 | 0.36 | 0.9
3976 | 48.67 | 0.36 | 0.9
3977 | 48.67 | 0.36 | 0.9
3978 | 48.67 | 0.36 | 0.9
3979 | 48.67 | 0.36 | 0.9
3980 | 48.67 | 0.36 | 0.9
3981 | 48.67 | 0.36 | 0.9
3982 | 48.67 | 0.36 | 0.9
3983 | 48.67 | 0.36 | 0.9
3984 | 48.67 | 0.36 | 0.9
3985 | 48.67 | 0.36 | 0.9
3986 | 48.67 | 0.36 | 0.9
3987 | 48.67 | 0.36 | 0.9
3988 | 48.67 | 0.36 | 0.9
3989 | 48.67 | 0.36 | 0.9
3990 | 48.67 | 0.36 | 0.9
3991 | 48.67 | 0.36 | 0.9
3992 | 48.67 | 0.36 | 0.9
3993 | 48.67 | 0.36 | 0.9
3994 | 48.67 | 0.36 | 0.9
3995 | 48.67 | 0.36 | 0.9
3996 | 48.67 | 0.36 | 0.9
3997 | 48.67 | 0.36 | 0.9
3998 | 48.67 | 0.36 | 0.9
3999 | 48.67 | 0.36 | 0.9
4000 | 48.67 | 0.36 | 0.9
4001 | 48.67 | 0.36 | 0.9
4002 | 48.67 | 0.36 | 0.9
4003 | 48.67 | 0.36 | 0.9
4004 | 48.67 | 0.36 | 0.9
4005 | 48.67 | 0.36 | 0.9
4006 | 48.67 | 0.36 | 0.9
4007 | 48.67 | 0.36 | 0.9
4008 | 48.67 | 0.36 | 0.9
4009 | 48.67 | 0.36 | 0.9
4010 | 48.67 | 0.36 | 0.9
4011 | 48.67 | 0.36 | 0.9
4012 | 48.67 | 0.36 | 0.9
4013 | 48.67 | 0.36 | 0.9
4014 | 48.67 | 0.36 | 0.9
4015 | 48.67 | 0.36 | 0.9
4016 | 48.67 | 0.36 | 0.9
4017 | 48.67 | 0.36 | 0.9
4018 | 48.67 | 0.36 | 0.9
4019 | 48.67 | 0.36 | 0.9
4020 | 48.67 | 0.36 | 0.9
4021 | 48.67 | 0.36 | 0.9
4022 | 48.67 | 0.36 | 0.9
4023 | 48.67 | 0.36 | 0.9
4024 | 48.67 | 0.36 | 0.9
4025 | 48.67 | 0.36 | 0.9
4026 | 48.67 | 0.36 | 0.9
4027 | 48.67 | 0.36 | 0.9
4028 | 48.67 | 0.36 | 0.9
4029 | 48.67 | 0.36 | 0.9
4030 | 48.67 | 0.36 | 0.9
4031 | 48.67 | 0.36 | 0.9
4032 | 48.67 | 0.36 | 0.9
4033 | 48.67 | 0.36 | 0.9
4034 | 48.67 | 0.36 | 0.9
4035 | 48.67 | 0.36 | 0.9
4036 | 48.67 | 0.36 | 0.9
4037 | 48.67 | 0.36 | 0.9
4038 | 48.67 | 0.36 | 0.9
4039 | 48.67 | 0.36 | 0.9
4040 | 48.67 | 0.36 | 0.9
4041 | 48.67 | 0.36 | 0.9
4042 | 48.67 | 0.36 | 0.9
4043 | 48.67 | 0.36 | 0.9
4044 | 48.67 | 0.36 | 0.9
4045 | 48.67 | 0.36 | 0.9
4046 | 48.67 | 0.36 | 0.9
4047 | 48.67 | 0.36 | 0.9
4048 | 48.67 | 0.36 | 0.9
4049 | 48.67 | 0.36 | 0.9
4050 | 48.67 | 0.36 | 0.9
4051 | 48.67 | 0.36 | 0.9
4052 | 48.67 | 0.36 | 0.9
4053 | 48.67 | 0.36 | 0.9
4054 | 48.67 | 0.36 | 0.9
4055 | 48.67 | 0.36 | 0.9
4056 | 48.67 | 0.36 | 0.9
4057 | 48.67 | 0.36 | 0.9
4058 | 48.67 | 0.36 | 0.9
4059 | 48.67 | 0.36 | 0.9
4060 | 48.67 | 0.36 | 0.9
4061 | 48.67 | 0.36 | 0.9
4062 | 48.67 | 0.36 | 0.9
4063 | 48.67 | 0.36 | 0.9
4064 | 48.67 | 0.36 | 0.9
4065 | 48.67 | 0.36 | 0.9
4066 | 48.67 | 0.36 | 0.9
4067 | 48.67 | 0.36 | 0.9
4068 | 48.67 | 0.36 | 0.9
4069 | 48.67 | 0.36 | 0.9
4070 | 48.67 | 0.36 | 0.9
4071 | 48.67 | 0.36 | 0.9
4072 | 48.67 | 0.36 | 0.9
4073 | 48.67 | 0.36 | 0.9
4074 | 48.67 | 0.36 | 0.9
4075 | 48.67 | 0.36 | 0.9
4076 | 48.67 | 0.36 | 0.9
4077 | 48.67 | 0.36 | 0.9
4078 | 48.67 | 0.36 | 0.9
4079 | 48.67 | 0.36 | 0.9
4080 | 48.67 | 0.36 | 0.9
4081 | 48.67 | 0.36 | 0.9
4082 | 48.67 | 0.36 | 0.9
4083 | 48.67 | 0.36 | 0.9
4084 | 48.67 | 0.36 | 0.9
4085 | 48.67 | 0.36 | 0.9
4086 | 48.67 | 0.36 | 0.9
4087 | 48.67 | 0.36 | 0.9
4088 | 48.67 | 0.36 | 0.9
4089 | 48.67 | 0.36 | 0.9
4090 | 48.67 | 0.36 | 0.9
4091 | 48.67 | 0.36 | 0.9
4092 | 48.67 | 0.36 | 0.9
4093 | 48.67 | 0.36 | 0.9
4094 | 48.67 | 0.36 | 0.9
4095 | 48.67 | 0.36 | 0.9
4096 | 48.67 | 0.36 | 0.9
4097 | 48.67 | 0.36 | 0.9
4098 | 48.67 | 0.36 | 0.9
4099 | 48.67 | 0.36 | 0.9
4100 | 48.67 | 0.36 | 0.9
4101 | 48.67 | 0.36 | 0.9
4102 | 48.67 | 0.36 | 0.9
4103 | 48.67 | 0.36 | 0.9
4104 | 48.67 | 0.36 | 0.9
4105 | 48.67 | 0.36 | 0.9
4106 | 48.67 | 0.36 | 0.9
4107 | 48.67 | 0.36 | 0.9
4108 | 48.67 | 0.36 | 0.9
4109 | 48.67 | 0.36 | 0.9
4110 | 48.67 | 0.36 | 0.9
4111 | 48.67 | 0.36 | 0.9
4112 | 48.67 | 0.36 | 0.9
4113 | 48.67 | 0.36 | 0.9
4114 | 48.67 | 0.36 | 0.9
4115 | 48.67 | 0.36 | 0.9
4116 | 48.67 | 0.36 | 0.9
4117 | 48.67 | 0.36 | 0.9
4118 | 48.67 | 0.36 | 0.9
4119 | 48.67 | 0.36 | 0.9
4120 | 48.67 | 0.36 | 0.9
4121 | 48.67 | 0.36 | 0.9
4122 | 48.67 | 0.36 | 0.9
4123 | 48.67 | 0.36 | 0.9
4124 | 48.67 | 0.36 | 0.9
4125 | 48.67 | 0.36 | 0.9
4126 | 48.67 | 0.36 | 0.9
4127 | 48.67 | 0.36 | 0.9
4128 | 48.67 | 0.36 | 0.9
4129 | 48.67 | 0.36 | 0.9
4130 | 48.67 | 0.36 | 0.9
4131 | 48.67 | 0.36 | 0.9
4132 | 48.67 | 0.36 | 0.9
4133 | 48.67 | 0.36 | 0.9
4134 | 48.67 | 0.36 | 0.9
4135 | 48.67 | 0.36 | 0.9
4136 | 48.67 | 0.36 | 0.9
4137 | 48.67 | 0.36 | 0.9
4138 | 48.67 | 0.36 | 0.9
4139 | 48.67 | 0.36 | 0.9
4140 | 48.67 | 0.36 | 0.9
4141 | 48.67 | 0.36 | 0.9
4142 | 48.67 | 0.36 | 0.9
4143 | 48.67 | 0.36 | 0.9
4144 | 48.67 | 0.36 | 0.9
4145 | 48.67 | 0.36 | 0.9
4146 | 48.67 | 0.36 | 0.9
4147 | 48.67 | 0.36 | 0.9
4148 | 48.67 | 0.36 | 0.9
4149 | 48.67 | 0.36 | 0.9
4150 | 48.67 | 0.36 | 0.9
4151 | 48.67 | 0.36 | 0.9
4152 | 48.67 | 0.36 | 0.9
4153 | 48.67 | 0.36 | 0.9
4154 | 48.67 | 0.36 | 0.9
4155 | 48.67 | 0.36 | 0.9
4156 | 48.67 | 0.36 | 0.9
4157 | 48.67 | 0.36 | 0.9
4158 | 48.67 | 0.36 | 0.9
4159 | 48.67 | 0.36 | 0.9
4160 | 48.67 | 0.36 | 0.9
4161 | 48.67 | 0.36 | 0.9
4162 | 48.67 | 0.36 | 0.9
4163 | 48.67 | 0.36 | 0.9
4164 | 48.67 | 0.36 | 0.9
4165 | 48.67 | 0.36 | 0.9
4166 | 48.67 | 0.36 | 0.9
4167 | 48.67 | 0.36 | 0.9
4168 | 48.67 | 0.36 | 0.9
4169 | 48.67 | 0.36 | 0.9
4170 | 48.67 | 0.36 | 0.9
4171 | 48.67 | 0.36 | 0.9
4172 | 48.67 | 0.36 | 0.9
4173 | 48.67 | 0.36 | 0.9
4174 | 48.67 | 0.36 | 0.9
4175 | 48.67 | 0.36 | 0.9
4176 | 48.67 | 0.36 | 0.9
4177 | 48.67 | 0.36 | 0.9
4178 | 48.67 | 0.36 | 0.9
4179 | 48.67 | 0.36 | 0.9
4180 | 48.67 | 0.36 | 0.9
4181 | 48.67 | 0.36 | 0.9
4182 | 48.67 | 0.36 | 0.9
4183 | 48.67 | 0.36 | 0.9
4184 | 48.67 | 0.36 | 0.9
4185 | 48.67 | 0.36 | 0.9
4186 | 48.67 | 0.36 | 0.9
4187 | 48.67 | 0.36 | 0.9
4188 | 48.67 | 0.36 | 0.9
4189 | 48.67 | 0.36 | 0.9
4190 | 48.67 | 0.36 | 0.9
4191 | 48.67 | 0.36 | 0.9
4192 | 48.67 | 0.36 | 0.9
4193 | 48.67 | 0.36 | 0.9
4194 | 48.67 | 0.36 | 0.9
4195 | 48.67 | 0.36 | 0.9
4196 | 48.67 | 0.36 | 0.9
4197 | 48.67 | 0.36 | 0.9
4198 | 48.67 | 0.36 | 0.9
4199 | 48.67 | 0.36 | 0.9
4200 | 48.67 | 0.36 | 0.9
4201 | 48.67 | 0.36 | 0.9
4202 | 48.67 | 0.36 | 0.9
4203 | 48.67 | 0.36 | 0.9
4204 | 48.67 | 0.36 | 0.9
4205 | 48.67 | 0.36 | 0.9
4206 | 48.67 | 0.36 | 0.9
4207 | 48.67 | 0.36 | 0.9
4208 | 48.67 | 0.36 | 0.9
4209 | 48.67 | 0.36 | 0.9
4210 | 48.67 | 0.36 | 0.9
4211 | 48.67 | 0.36 | 0.9
4212 | 48.67 | 0.36 | 0.9
4213 | 48.67 | 0.36 | 0.9
4214 | 48.67 | 0.36 | 0.9
4215 | 48.67 | 0.36 | 0.9
4216 | 48.67 | 0.36 | 0.9
4217 | 48.67 | 0.36 | 0.9
4218 | 48.67 | 0.36 | 0.9
4219 | 48.67 | 0.36 | 0.9
4220 | 48.67 | 0.36 | 0.9
4221 | 48.67 | 0.36 | 0.9
4222 | 48.67 | 0.36 | 0.9
4223 | 48.67 | 0.36 | 0.9
4224 | 48.67 | 0.36 | 0.9
4225 | 48.67 | 0.36 | 0.9
4226 | 48.67 | 0.36 | 0.9
4227 | 48.67 | 0.36 | 0.9
4228 | 48.67 | 0.36 | 0.9
4229 | 48.67 | 0.36 | 0.9
4230 | 48.67 | 0.36 | 0.9
4231 | 48.67 | 0.36 | 0.9
4232 | 48.67 | 0.36 | 0.9
4233 | 48.67 | 0.36 | 0.9
4234 | 48.67 | 0.36 | 0.9
4235 | 48.67 | 0.36 | 0.9
4236 | 48.67 | 0.36 | 0.9
4237 | 48.67 | 0.36 | 0.9
4238 | 48.67 | 0.36 | 0.9
4239 | 48.67 | 0.36 | 0.9
4240 | 48.67 | 0.36 | 0.9
4241 | 48.67 | 0.36 | 0.9
4242 | 48.67 | 0.36 | 0.9
4243 | 48.67 | 0.36 | 0.9
4244 | 48.67 | 0.36 | 0.9
4245 | 48.67 | 0.36 | 0.9
4246 | 48.67 | 0.36 | 0.9
4247 | 48.67 | 0.36 | 0.9
4248 | 48.67 | 0.36 | 0.9
4249 | 48.67 | 0.36 | 0.9
4250 | 48.67 | 0.36 | 0.9
4251 | 48.67 | 0.36 | 0.9
4252 | 48.67 | 0.36 | 0.9
4253 | 48.67 | 0.36 | 0.9
4254 | 48.67 | 0.36 | 0.9
4255 | 48.67 | 0.36 | 0.9
4256 | 48.67 | 0.36 | 0.9
4257 | 48.67 | 0.36 | 0.9
4258 | 48.67 | 0.36 | 0.9
4259 | 48.67 | 0.36 | 0.9
4260 | 48.67 | 0.36 | 0.9
4261 | 48.67 | 0.36 | 0.9
4262 | 48.67 | 0.36 | 0.9
4263 | 48.67 | 0.36 | 0.9
4264 | 48.67 | 0.36 | 0.9
4265 | 48.67 | 0.36 | 0.9
4266 | 48.67 | 0.36 | 0.9
4267 | 48.67 | 0.36 | 0.9
4268 | 48.67 | 0.36 | 0.9
4269 | 48.67 | 0.36 | 0.9
4270 | 48.67 | 0.36 | 0.9
4271 | 48.67 | 0.36 | 0.9
4272 | 48.67 | 0.36 | 0.9
4273 | 48.67 | 0.36 | 0.9
4274 | 48.67 | 0.36 | 0.9
4275 | 48.67 | 0.36 | 0.9
4276 | 48.67 | 0.36 | 0.9
4277 | 48.67 | 0.36 | 0.9
4278 | 48.67 | 0.36 | 0.9
4279 | 48.67 | 0.36 | 0.9
4280 | 48.67 | 0.36 | 0.9
4281 | 48.67 | 0.36 | 0.9
4282 | 48.67 | 0.36 | 0.9
4283 | 48.67 | 0.36 | 0.9
4284 | 48.67 | 0.36 | 0.9
4285 | 48.67 | 0.36 | 0.9
4286 | 48.67 | 0.36 | 0.9
4287 | 48.67 | 0.36 | 0.9
4288 | 48.67 | 0.36 | 0.9
4289 | 48.67 | 0.36 | 0.9
4290 | 48.67 | 0.36 | 0.9
4291 | 48.67 | 0.36 | 0.9
4292 | 48.67 | 0.36 | 0.9
4293 | 48.67 | 0.36 | 0.9
4294 | 48.67 | 0.36 | 0.9
4295 | 48.67 | 0.36 | 0.9
4296 | 48.67 | 0.36 | 0.9
4297 | 48.67 | 0.36 | 0.9
4298 | 48.67 | 0.36 | 0.9
4299 | 48.67 | 0.36 | 0.9
4300 | 48.67 | 0.36 | 0.9
4301 | 48.67 | 0.36 | 0.9
4302 | 48.67 | 0.36 | 0.9
4303 | 48.67 | 0.36 | 0.9
4304 | 48.67 | 0.36 | 0.9
4305 | 48.67 | 0.36 | 0.9
4306 | 48.67 | 0.36 | 0.9
4307 | 48.67 | 0.36 | 0.9
4308 | 48.67 | 0.36 | 0.9
4309 | 48.67 | 0.36 | 0.9
4310 | 48.67 | 0.36 | 0.9
4311 | 48.67 | 0.36 | 0.9
4312 | 48.67 | 0.36 | 0.9
4313 | 48.67 | 0.36 | 0.9
4314 | 48.67 | 0.36 | 0.9
4315 | 48.67 | 0.36 | 0.9
4316 | 48.67 | 0.36 | 0.9
4317 | 48.67 | 0.36 | 0.9
4318 | 48.67 | 0.36 | 0.9
4319 | 48.67 | 0.36 | 0.9
4320 | 48.67 | 0.36 | 0.9
4321 | 48.67 | 0.36 | 0.9
4322 | 48.67 | 0.36 | 0.9
4323 | 48.67 | 0.36 | 0.9
4324 | 48.67 | 0.36 | 0.9
4325 | 48.67 | 0.36 | 0.9
4326 | 48.67 | 0.36 | 0.9
4327 | 48.67 | 0.36 | 0.9
4328 | 48.67 | 0.36 | 0.9
4329 | 48.67 | 0.36 | 0.9
4330 | 48.67 | 0.36 | 0.9
4331 | 48.67 | 0.36 | 0.9
4332 | 48.67 | 0.36 | 0.9
4333 | 48.67 | 0.36 | 0.9
4334 | 48.67 | 0.36 | 0.9
4335 | 48.67 | 0.36 | 0.9
4336 | 48.67 | 0.36 | 0.9
4337 | 48.67 | 0.36 | 0.9
4338 | 48.67 | 0.36 | 0.9
4339 | 48.67 | 0.36 | 0.9
4340 | 48.67 | 0.36 | 0.9
4341 | 48.67 | 0.36 | 0.9
4342 | 48.67 | 0.36 | 0.9
4343 | 48.67 | 0.36 | 0.9
4344 | 48.67 | 0.36 | 0.9
4345 | 48.67 | 0.36 | 0.9
4346 | 48.67 | 0.36 | 0.9
4347 | 48.67 | 0.36 | 0.9
4348 | 48.67 | 0.36 | 0.9
4349 | 48.67 | 0.36 | 0.9
4350 | 48.67 | 0.36 | 0.9
4351 | 48.67 | 0.36 | 0.9
4352 | 48.67 | 0.36 | 0.9
4353 | 48.67 | 0.36 | 0.9
4354 | 48.67 | 0.36 | 0.9
4355 | 48.67 | 0.36 | 0.9
4356 | 48.67 | 0.36 | 0.9
4357 | 48.67 | 0.36 | 0.9
4358 | 48.67 | 0.36 | 0.9
4359 | 48.67 | 0.36 | 0.9
4360 | 48.67 | 0.36 | 0.9
4361 | 48.67 | 0.36 | 0.9
4362 | 48.67 | 0.36 | 0.9
4363 | 48.67 | 0.36 | 0.9
4364 | 48.67 | 0.36 | 0.9
4365 | 48.67 | 0.36 | 0.9
4366 | 48.67 | 0.36 | 0.9
4367 | 48.67 | 0.36 | 0.9
4368 | 48.67 | 0.36 | 0.9
4369 | 48.67 | 0.36 | 0.9
4370 | 48.67 | 0.36 | 0.9
4371 | 48.67 | 0.36 | 0.9
4372 | 48.67 | 0.36 | 0.9
4373 | 48.67 | 0.36 | 0.9
4374 | 48.67 | 0.36 | 0.9
4375 | 48.67 | 0.36 | 0.9
4376 | 48.67 | 0.36 | 0.9
4377 | 48.67 | 0.36 | 0.9
4378 | 48.67 | 0.36 | 0.9
4379 | 48.67 | 0.36 | 0.9
4380 | 48.67 | 0.36 | 0.9
4381 | 48.67 | 0.36 | 0.9
4382 | 48.67 | 0.36 | 0.9
4383 | 48.67 | 0.36 | 0.9
4384 | 48.67 | 0.36 | 0.9
4385 | 48.67 | 0.36 | 0.9
4386 | 48.67 | 0.36 | 0.9
4387 | 48.67 | 0.36 | 0.9
4388 | 48.67 | 0.36 | 0.9
4389 | 48.67 | 0.36 | 0.9
4390 | 48.67 | 0.36 | 0.9
4391 | 48.67 | 0.36 | 0.9
4392 | 48.67 | 0.36 | 0.9
4393 | 48.67 | 0.36 | 0.9
4394 | 48.67 | 0.36 | 0.9
4395 | 48.67 | 0.36 | 0.9
4396 | 48.67 | 0.36 | 0.9
4397 | 48.67 | 0.36 | 0.9
4398 | 48.67 | 0.36 | 0.9
4399 | 48.67 | 0.36 | 0.9
4400 | 48.67 | 0.36 | 0.9
4401 | 48.67 | 0.36 | 0.9
4402 | 48.67 | 0.36 | 0.9
4403 | 48.67 | 0.36 | 0.9
4404 | 48.67 | 0.36 | 0.9
4405 | 48.67 | 0.36 | 0.9
4406 | 48.67 | 0.36 | 0.9
4407 | 48.67 | 0.36 | 0.9
4408 | 48.67 | 0.36 | 0.9
4409 | 48.67 | 0.36 | 0.9
4410 | 48.67 | 0.36 | 0.9
4411 | 48.67 | 0.36 | 0.9
4412 | 48.67 | 0.36 | 0.9
4413 | 48.67 | 0.36 | 0.9
4414 | 48.67 | 0.36 | 0.9
4415 | 48.67 | 0.36 | 0.9
4416 | 48.67 | 0.36 | 0.9
4417 | 48.67 | 0.36 | 0.9
4418 | 48.67 | 0.36 | 0.9
4419 | 48.67 | 0.36 | 0.9
4420 | 48.67 | 0.36 | 0.9
4421 | 48.67 | 0.36 | 0.9
4422 | 48.67 | 0.36 | 0.9
4423 | 48.67 | 0.36 | 0.9
4424 | 48.67 | 0.36 | 0.9
4425 | 48.67 | 0.36 | 0.9
4426 | 48.67 | 0.36 | 0.9
4427 | 48.67 | 0.36 | 0.9
4428 | 48.67 | 0.36 | 0.9
4429 | 48.67 | 0.36 | 0.9
4430 | 48.67 | 0.36 | 0.9
4431 | 48.67 | 0.36 | 0.9
4432 | 48.67 | 0.36 | 0.9
4433 | 48.67 | 0.36 | 0.9
4434 | 48.67 | 0.36 | 0.9
4435 | 48.67 | 0.36 | 0.9
4436 | 48.67 | 0.36 | 0.9
4437 | 48.67 | 0.36 | 0.9
4438 | 48.67 | 0.36 | 0.9
4439 | 48.67 | 0.36 | 0.9
4440 | 48.67 | 0.36 | 0.9
4441 | 48.67 | 0.36 | 0.9
4442 | 48.67 | 0.36 | 0.9
4443 | 48.67 | 0.36 | 0.9
4444 | 48.67 | 0.36 | 0.9
4445 | 48.67 | 0.36 | 0.9
4446 | 48.67 | 0.36 | 0.9
4447 | 48.67 | 0.36 | 0.9
4448 | 48.67 | 0.36 | 0.9
4449 | 48.67 | 0.36 | 0.9
4450 | 48.67 | 0.36 | 0.9
4451 | 48.67 | 0.36 | 0.9
4452 | 48.67 | 0.36 | 0.9
4453 | 48.67 | 0.36 | 0.9
4454 | 48.67 | 0.36 | 0.9
4455 | 48.67 | 0.36 | 0.9
4456 | 48.67 | 0.36 | 0.9
4457 | 48.67 | 0.36 | 0.9
4458 | 48.67 | 0.36 | 0.9
4459 | 48.67 | 0.36 | 0.9
4460 | 48.67 | 0.36 | 0.9
4461 | 48.67 | 0.36 | 0.9
4462 | 48.67 | 0.36 | 0.9
4463 | 48.67 | 0.36 | 0.9
4464 | 48.67 | 0.36 | 0.9
4465 | 48.67 | 0.36 | 0.9
4466 | 48.67 | 0.36 | 0.9
4467 | 48.67 | 0.36 | 0.9
4468 | 48.67 | 0.36 | 0.9
4469 | 48.67 | 0.36 | 0.9
4470 | 48.67 | 0.36 | 0.9
4471 | 48.67 | 0.36 | 0.9
4472 | 48.67 | 0.36 | 0.9
4473 | 48.67 | 0.36 | 0.9
4474 | 48.67 | 0.36 | 0.9
4475 | 48.67 | 0.36 | 0.9
4476 | 48.67 | 0.36 | 0.9
4477 | 48.67 | 0.36 | 0.9
4478 | 48.67 | 0.36 | 0.9
4479 | 48.67 | 0.36 | 0.9
4480 | 48.67 | 0.36 | 0.9
4481 | 48.67 | 0.36 | 0.9
4482 | 48.67 | 0.36 | 0.9
4483 | 48.67 | 0.36 | 0.9
4484 | 48.67 | 0.36 | 0.9
4485 | 48.67 | 0.36 | 0.9
4486 | 48.67 | 0.36 | 0.9
4487 | 48.67 | 0.36 | 0.9
4488 | 48.67 | 0.36 | 0.9
4489 | 48.67 | 0.36 | 0.9
4490 | 48.67 | 0.36 | 0.9
4491 | 48.67 | 0.36 | 0.9
4492 | 48.67 | 0.36 | 0.9
4493 | 48.67 | 0.36 | 0.9
4494 | 48.67 | 0.36 | 0.9
4495 | 48.67 | 0.36 | 0.9
4496 | 48.67 | 0.36 | 0.9
4497 | 48.67 | 0.36 | 0.9
4498 | 48.67 | 0.36 | 0.9
4499 | 48.67 | 0.36 | 0.9
4500 | 48.67 | 0.36 | 0.9
4501 | 48.67 | 0.36 | 0.9
4502 | 48.67 | 0.36 | 0.9
4503 | 48.67 | 0.36 | 0.9
4504 | 48.67 | 0.36 | 0.9
4505 | 48.67 | 0.36 | 0.9
4506 | 48.67 | 0.36 | 0.9
4507 | 48.67 | 0.36 | 0.9
4508 | 48.67 | 0.36 | 0.9
4509 | 48.67 | 0.36 | 0.9
4510 | 48.67 | 0.36 | 0.9
4511 | 48.67 | 0.36 | 0.9
4512 | 48.67 | 0.36 | 0.9
4513 | 48.67 | 0.36 | 0.9
4514 | 48.67 | 0.36 | 0.9
4515 | 48.67 | 0.36 | 0.9
4516 | 48.67 | 0.36 | 0.9
4517 | 48.67 | 0.36 | 0.9
4518 | 48.67 | 0.36 | 0.9
4519 | 48.67 | 0.36 | 0.9
4520 | 48.67 | 0.36 | 0.9
4521 | 48.67 | 0.36 | 0.9
4522 | 48.67 | 0.36 | 0.9
4523 | 48.67 | 0.36 | 0.9
4524 | 48.67 | 0.36 | 0.9
4525 | 48.67 | 0.36 | 0.9
4526 | 48.67 | 0.36 | 0.9
4527 | 48.67 | 0.36 | 0.9
4528 | 48.67 | 0.36 | 0.9
4529 | 48.67 | 0.36 | 0.9
4530 | 48.67 | 0.36 | 0.9
4531 | 48.67 | 0.36 | 0.9
4532 | 48.67 | 0.36 | 0.9
4533 | 48.67 | 0.36 | 0.9
4534 | 48.67 | 0.36 | 0.9
4535 | 48.67 | 0.36 | 0.9
4536 | 48.67 | 0.36 | 0.9
4537 | 48.67 | 0.36 | 0.9
4538 | 48.67 | 0.36 | 0.9
4539 | 48.67 | 0.36 | 0.9
4540 | 48.67 | 0.36 | 0.9
4541 | 48.67 | 0.36 | 0.9
4542 | 48.67 | 0.36 | 0.9
4543 | 48.67 | 0.36 | 0.9
4544 | 48.67 | 0.36 | 0.9
4545 | 48.67 | 0.36 | 0.9
4546 | 48.67 | 0.36 | 0.9
4547 | 48.67 | 0.36 | 0.9
4548 | 48.67 | 0.36 | 0.9
4549 | 48.67 | 0.36 | 0.9
4550 | 48.67 | 0.36 | 0.9
4551 | 48.67 | 0.36 | 0.9
4552 | 48.67 | 0.36 | 0.9
4553 | 48.67 | 0.36 | 0.9
4554 | 48.67 | 0.36 | 0.9
4555 | 48.67 | 0.36 | 0.9
4556 | 48.67 | 0.36 | 0.9
4557 | 48.67 | 0.36 | 0.9
4558 | 48.67 | 0.36 | 0.9
4559 | 48.67 | 0.36 | 0.9
4560 | 48.67 | 0.36 | 0.9
4561 | 48.67 | 0.36 | 0.9
4562 | 48.67 | 0.36 | 0.9
4563 | 48.67 | 0.36 | 0.9
4564 | 48.67 | 0.36 | 0.9
4565 | 48.67 | 0.36 | 0.9
4566 | 48.67 | 0.36 | 0.9
4567 | 48.67 | 0.36 | 0.9
4568 | 48.67 | 0.36 | 0.9
4569 | 48.67 | 0.36 | 0.9
4570 | 48.67 | 0.36 | 0.9
4571 | 48.67 | 0.36 | 0.9
4572 | 48.67 | 0.36 | 0.9
4573 | 48.67 | 0.36 | 0.9
4574 | 48.67 | 0.36 | 0.9
4575 | 48.67 | 0.36 | 0.9
4576 | 48.67 | 0.36 | 0.9
4577 | 48.67 | 0.36 | 0.9
4578 | 48.67 | 0.36 | 0.9
4579 | 48.67 | 0.36 | 0.9
4580 | 48.67 | 0.36 | 0.9
4581 | 48.67 | 0.36 | 0.9
4582 | 48.67 | 0.36 | 0.9
4583 | 48.67 | 0.36 | 0.9
4584 | 48.67 | 0.36 | 0.9
4585 | 48.67 | 0.36 | 0.9
4586 | 48.67 | 0.36 | 0.9
4587 | 48.67 | 0.36 | 0.9
4588 | 48.67 | 0.36 | 0.9
4589 | 48.67 | 0.36 | 0.9
4590 | 48.67 | 0.36 | 0.9
4591 | 48.67 | 0.36 | 0.9
4592 | 48.67 | 0.36 | 0.9
4593 | 48.67 | 0.36 | 0.9
4594 | 48.67 | 0.36 | 0.9
4595 | 48.67 | 0.36 | 0.9
4596 | 48.67 | 0.36 | 0.9
4597 | 48.67 | 0.36 | 0.9
4598 | 48.67 | 0.36 | 0.9
4599 | 48.67 | 0.36 | 0.9
4600 | 48.67 | 0.36 | 0.9
4601 | 48.67 | 0.36 | 0.9
4602 | 48.67 | 0.36 | 0.9
4603 | 48.67 | 0.36 | 0.9
4604 | 48.67 | 0.36 | 0.9
4605 | 48.67 | 0.36 | 0.9
4606 | 48.67 | 0.36 | 0.9
4607 | 48.67 | 0.36 | 0.9
4608 | 48.67 | 0.36 | 0.9
4609 | 48.67 | 0.36 | 0.9
4610 | 48.67 | 0.36 | 0.9
4611 | 48.67 | 0.36 | 0.9
4612 | 48.67 | 0.36 | 0.9
4613 | 48.67 | 0.36 | 0.9
4614 | 48.67 | 0.36 | 0.9
4615 | 48.67 | 0.36 | 0.9
4616 | 48.67 | 0.36 | 0.9
4617 | 48.67 | 0.36 | 0.9
4618 | 48.67 | 0.36 | 0.9
4619 | 48.67 | 0.36 | 0.9
4620 | 48.67 | 0.36 | 0.9
4621 | 48.67 | 0.36 | 0.9
4622 | 48.67 | 0.36 | 0.9
4623 | 48.67 | 0.36 | 0.9
4624 | 48.67 | 0.36 | 0.9
4625 | 48.67 | 0.36 | 0.9
4626 | 48.67 | 0.36 | 0.9
4627 | 48.67 | 0.36 | 0.9
4628 | 48.67 | 0.36 | 0.9
4629 | 48.67 | 0.36 | 0.9
4630 | 48.67 | 0.36 | 0.9
4631 | 48.67 | 0.36 | 0.9
4632 | 48.67 | 0.36 | 0.9
4633 | 48.67 | 0.36 | 0.9
4634 | 48.67 | 0.36 | 0.9
4635 | 48.67 | 0.36 | 0.9
4636 | 48.67 | 0.36 | 0.9
4637 | 48.67 | 0.36 | 0.9
4638 | 48.67 | 0.36 | 0.9
4639 | 48.67 | 0.36 | 0.9
4640 | 48.67 | 0.36 | 0.9
4641 | 48.67 | 0.36 | 0.9
4642 | 48.67 | 0.36 | 0.9
4643 | 48.67 | 0.36 | 0.9
4644 | 48.67 | 0.36 | 0.9
4645 | 48.67 | 0.36 | 0.9
4646 | 48.67 | 0.36 | 0.9
4647 | 48.67 | 0.36 | 0.9
4648 | 48.67 | 0.36 | 0.9
4649 | 48.67 | 0.36 | 0.9
4650 | 48.67 | 0.36 | 0.9
4651 | 48.67 | 0.36 | 0.9
4652 | 48.67 | 0.36 | 0.9
4653 | 48.67 | 0.36 | 0.9
4654 | 48.67 | 0.36 | 0.9
4655 | 48.67 | 0.36 | 0.9
4656 | 48.67 | 0.36 | 0.9
4657 | 48.67 | 0.36 | 0.9
4658 | 48.67 | 0.36 | 0.9
4659 | 48.67 | 0.36 | 0.9
4660 | 48.67 | 0.36 | 0.9
4661 | 48.67 | 0.36 | 0.9
4662 | 48.67 | 0.36 | 0.9
4663 | 48.67 | 0.36 | 0.9
4664 | 48.67 | 0.36 | 0.9
4665 | 48.67 | 0.36 | 0.9
4666 | 48.67 | 0.36 | 0.9
4667 | 48.67 | 0.36 | 0.9
4668 | 48.67 | 0.36 | 0.9
4669 | 48.67 | 0.36 | 0.9
4670 | 48.67 | 0.36 | 0.9
4671 | 48.67 | 0.36 | 0.9
4672 | 48.67 | 0.36 | 0.9
4673 | 48.67 | 0.36 | 0.9
4674 | 48.67 | 0.36 | 0.9
4675 | 48.67 | 0.36 | 0.9
4676 | 48.67 | 0.36 | 0.9
4677 | 48.67 | 0.36 | 0.9
4678 | 48.67 | 0.36 | 0.9
4679 | 48.67 | 0.36 | 0.9
4680 | 48.67 | 0.36 | 0.9
4681 | 48.67 | 0.36 | 0.9
4682 | 48.67 | 0.36 | 0.9
4683 | 48.67 | 0.36 | 0.9
4684 | 48.67 | 0.36 | 0.9
4685 | 48.67 | 0.36 | 0.9
4686 | 48.67 | 0.36 | 0.9
4687 | 48.67 | 0.36 | 0.9
4688 | 48.67 | 0.36 | 0.9
4689 | 48.67 | 0.36 | 0.9
4690 | 48.67 | 0.36 | 0.9
4691 | 48.67 | 0.36 | 0.9
4692 | 48.67 | 0.36 | 0.9
4693 | 48.67 | 0.36 | 0.9
4694 | 48.67 | 0.36 | 0.9
4695 | 48.67 | 0.36 | 0.9
4696 | 48.67 | 0.36 | 0.9
4697 | 48.67 | 0.36 | 0.9
4698 | 48.67 | 0.36 | 0.9
4699 | 48.67 | 0.36 | 0.9
4700 | 48.67 | 0.36 | 0.9
4701 | 48.67 | 0.36 | 0.9
4702 | 48.67 | 0.36 | 0.9
4703 | 48.67 | 0.36 | 0.9
4704 | 48.67 | 0.36 | 0.9
4705 | 48.67 | 0.36 | 0.9
4706 | 48.67 | 0.36 | 0.9
4707 | 48.67 | 0.36 | 0.9
4708 | 48.67 | 0.36 | 0.9
4709 | 48.67 | 0.36 | 0.9
4710 | 48.67 | 0.36 | 0.9
4711 | 48.67 | 0.36 | 0.9
4712 | 48.67 | 0.36 | 0.9
4713 | 48.67 | 0.36 | 0.9
4714 | 48.67 | 0.36 | 0.9
4715 | 48.67 | 0.36 | 0.9
4716 | 48.67 | 0.36 | 0.9
4717 | 48.67 | 0.36 | 0.9
4718 | 48.67 | 0.36 | 0.9
4719 | 48.67 | 0.36 | 0.9
4720 | 48.67 | 0.36 | 0.9
4721 | 48.67 | 0.36 | 0.9
4722 | 48.67 | 0.36 | 0.9
4723 | 48.67 | 0.36 | 0.9
4724 | 48.67 | 0.36 | 0.9
4725 | 48.67 | 0.36 | 0.9
4726 | 48.67 | 0.36 | 0.9
4727 | 48.67 | 0.36 | 0.9
4728 | 48.67 | 0.36 | 0.9
4729 | 48.67 | 0.36 | 0.9
4730 | 48.67 | 0.36 | 0.9
4731 | 48.67 | 0.36 | 0.9
4732 | 48.67 | 0.36 | 0.9
4733 | 48.67 | 0.36 | 0.9
4734 | 48.67 | 0.36 | 0.9
4735 | 48.67 | 0.36 | 0.9
4736 | 48.67 | 0.36 | 0.9
4737 | 48.67 | 0.36 | 0.9
4738 | 48.67 | 0.36 | 0.9
4739 | 48.67 | 0.36 | 0.9
4740 | 48.67 | 0.36 | 0.9
4741 | 48.67 | 0.36 | 0.9
4742 | 48.67 | 0.36 | 0.9
4743 | 48.67 | 0.36 | 0.9
4744 | 48.67 | 0.36 | 0.9
4745 | 48.67 | 0.36 | 0.9
4746 | 48.67 | 0.36 | 0.9
4747 | 48.67 | 0.36 | 0.9
4748 | 48.67 | 0.36 | 0.9
4749 | 48.67 | 0.36 | 0.9
4750 | 48.67 | 0.36 | 0.9
4751 | 48.67 | 0.36 | 0.9
4752 | 48.67 | 0.36 | 0.9
4753 | 48.67 | 0.36 | 0.9
4754 | 48.67 | 0.36 | 0.9
4755 | 48.67 | 0.36 | 0.9
4756 | 48.67 | 0.36 | 0.9
4757 | 48.67 | 0.36 | 0.9
4758 | 48.67 | 0.36 | 0.9
4759 | 48.67 | 0.36 | 0.9
4760 | 48.67 | 0.36 | 0.9
4761 | 48.67 | 0.36 | 0.9
4762 | 48.67 | 0.36 | 0.9
4763 | 48.67 | 0.36 | 0.9
4764 | 48.67 | 0.36 | 0.9
4765 | 48.67 | 0.36 | 0.9
4766 | 48.67 | 0.36 | 0.9
4767 | 48.67 | 0.36 | 0.9
4768 | 48.67 | 0.36 | 0.9
4769 | 48.67 | 0.36 | 0.9
4770 | 48.67 | 0.36 | 0.9
4771 | 48.67 | 0.36 | 0.9
4772 | 48.67 | 0.36 | 0.9
4773 | 48.67 | 0.36 | 0.9
4774 | 48.67 | 0.36 | 0.9
4775 | 48.67 | 0.36 | 0.9
4776 | 48.67 | 0.36 | 0.9
4777 | 48.67 | 0.36 | 0.9
4778 | 48.67 | 0.36 | 0.9
4779 | 48.67 | 0.36 | 0.9
4780 | 48.67 | 0.36 | 0.9
4781 | 48.67 | 0.36 | 0.9
4782 | 48.67 | 0.36 | 0.9
4783 | 48.67 | 0.36 | 0.9
4784 | 48.67 | 0.36 | 0.9
4785 | 48.67 | 0.36 | 0.9
4786 | 48.67 | 0.36 | 0.9
4787 | 48.67 | 0.36 | 0.9
4788 | 48.67 | 0.36 | 0.9
4789 | 48.67 | 0.36 | 0.9
4790 | 48.67 | 0.36 | 0.9
4791 | 48.67 | 0.36 | 0.9
4792 | 48.67 | 0.36 | 0.9
4793 | 48.67 | 0.36 | 0.9
4794 | 48.67 | 0.36 | 0.9
4795 | 48.67 | 0.36 | 0.9
4796 | 48.67 | 0.36 | 0.9
4797 | 48.67 | 0.36 | 0.9
4798 | 48.67 | 0.36 | 0.9
4799 | 48.67 | 0.36 | 0.9
4800 | 48.67 | 0.36 | 0.9
4801 | 48.67 | 0.36 | 0.9
4802 | 48.67 | 0.36 | 0.9
4803 | 48.67 | 0.36 | 0.9
4804 | 48.67 | 0.36 | 0.9
4805 | 48.67 | 0.36 | 0.9
4806 | 48.67 | 0.36 | 0.9
4807 | 48.67 | 0.36 | 0.9
4808 | 48.67 | 0.36 | 0.9
4809 | 48.67 | 0.36 | 0.9
4810 | 48.67 | 0.36 | 0.9
4811 | 48.67 | 0.36 | 0.9
4812 | 48.67 | 0.36 | 0.9
4813 | 48.67 | 0.36 | 0.9
4814 | 48.67 | 0.36 | 0.9
4815 | 48.67 | 0.36 | 0.9
4816 | 48.67 | 0.36 | 0.9
4817 | 48.67 | 0.36 | 0.9
4818 | 48.67 | 0.36 | 0.9
4819 | 48.67 | 0.36 | 0.9
4820 | 48.67 | 0.36 | 0.9
4821 | 48.67 | 0.36 | 0.9
4822 | 48.67 | 0.36 | 0.9
4823 | 48.67 | 0.36 | 0.9
4824 | 48.67 | 0.36 | 0.9
4825 | 48.67 | 0.36 | 0.9
4826 | 48.67 | 0.36 | 0.9
4827 | 48.67 | 0.36 | 0.9
4828 | 48.67 | 0.36 | 0.9
4829 | 48.67 | 0.36 | 0.9
4830 | 48.67 | 0.36 | 0.9
4831 | 48.67 | 0.36 | 0.9
4832 | 48.67 | 0.36 | 0.9
4833 | 48.67 | 0.36 | 0.9
4834 | 48.67 | 0.36 | 0.9
4835 | 48.67 | 0.36 | 0.9
4836 | 48.67 | 0.36 | 0.9
4837 | 48.67 | 0.36 | 0.9
4838 | 48.67 | 0.36 | 0.9
4839 | 48.67 | 0.36 | 0.9
4840 | 48.67 | 0.36 | 0.9
4841 | 48.67 | 0.36 | 0.9
4842 | 48.67 | 0.36 | 0.9
4843 | 48.67 | 0.36 | 0.9
4844 | 48.67 | 0.36 | 0.9
4845 | 48.67 | 0.36 | 0.9
4846 | 48.67 | 0.36 | 0.9
4847 | 48.67 | 0.36 | 0.9
4848 | 48.67 | 0.36 | 0.9
4849 | 48.67 | 0.36 | 0.9
4850 | 48.67 | 0.36 | 0.9
4851 | 48.67 | 0.36 | 0.9
4852 | 48.67 | 0.36 | 0.9
4853 | 48.67 | 0.36 | 0.9
4854 | 48.67 | 0.36 | 0.9
4855 | 48.67 | 0.36 | 0.9
4856 | 48.67 | 0.36 | 0.9
4857 | 48.67 | 0.36 | 0.9
4858 | 48.67 | 0.36 | 0.9
4859 | 48.67 | 0.36 | 0.9
4860 | 48.67 | 0.36 | 0.9
4861 | 48.67 | 0.36 | 0.9
4862 | 48.67 | 0.36 | 0.9
4863 | 48.67 | 0.36 | 0.9
4864 | 48.67 | 0.36 | 0.9
4865 | 48.67 | 0.36 | 0.9
4866 | 48.67 | 0.36 | 0.9
4867 | 48.67 | 0.36 | 0.9
4868 | 48.67 | 0.36 | 0.9
4869 | 48.67 | 0.36 | 0.9
4870 | 48.67 | 0.36 | 0.9
4871 | 48.67 | 0.36 | 0.9
4872 | 48.67 | 0.36 | 0.9
4873 | 48.67 | 0.36 | 0.9
4874 | 48.67 | 0.36 | 0.9
4875 | 48.67 | 0.36 | 0.9
4876 | 48.67 | 0.36 | 0.9
4877 | 48.67 | 0.36 | 0.9
4878 | 48.67 | 0.36 | 0.9
4879 | 48.67 | 0.36 | 0.9
4880 | 48.67 | 0.36 | 0.9
4881 | 48.67 | 0.36 | 0.9
4882 | 48.67 | 0.36 | 0.9
4883 | 48.67 | 0.36 | 0.9
4884 | 48.67 | 0.36 | 0.9
4885 | 48.67 | 0.36 | 0.9
4886 | 48.67 | 0.36 | 0.9
4887 | 48.67 | 0.36 | 0.9
4888 | 48.67 | 0.36 | 0.9
4889 | 48.67 | 0.36 | 0.9
4890 | 48.67 | 0.36 | 0.9
4891 | 48.67 | 0.36 | 0.9
4892 | 48.67 | 0.36 | 0.9
4893 | 48.67 | 0.36 | 0.9
4894 | 48.67 | 0.36 | 0.9
4895 | 48.67 | 0.36 | 0.9
4896 | 48.67 | 0.36 | 0.9
4897 | 48.67 | 0.36 | 0.9
4898 | 48.67 | 0.36 | 0.9
4899 | 48.67 | 0.36 | 0.9
4900 | 48.67 | 0.36 | 0.9
4901 | 48.67 | 0.36 | 0.9
4902 | 48.67 | 0.36 | 0.9
4903 | 48.67 | 0.36 | 0.9
4904 | 48.67 | 0.36 | 0.9
4905 | 48.67 | 0.36 | 0.9
4906 | 48.67 | 0.36 | 0.9
4907 | 48.67 | 0.36 | 0.9
4908 | 48.67 | 0.36 | 0.9
4909 | 48.67 | 0.36 | 0.9
4910 | 48.67 | 0.36 | 0.9
4911 | 48.67 | 0.36 | 0.9
4912 | 48.67 | 0.36 | 0.9
4913 | 48.67 | 0.36 | 0.9
4914 | 48.67 | 0.36 | 0.9
4915 | 48.67 | 0.36 | 0.9
4916 | 48.67 | 0.36 | 0.9
4917 | 48.67 | 0.36 | 0.9
4918 | 48.67 | 0.36 | 0.9
4919 | 48.67 | 0.36 | 0.9
4920 | 48.67 | 0.36 | 0.9
4921 | 48.67 | 0.36 | 0.9
4922 | 48.67 | 0.36 | 0.9
4923 | 48.67 | 0.36 | 0.9
4924 | 48.67 | 0.36 | 0.9
4925 | 48.67 | 0.36 | 0.9
4926 | 48.67 | 0.36 | 0.9
4927 | 48.67 | 0.36 | 0.9
4928 | 48.67 | 0.36 | 0.9
4929 | 48.67 | 0.36 | 0.9
4930 | 48.67 | 0.36 | 0.9
4931 | 48.67 | 0.36 | 0.9
4932 | 48.67 | 0.36 | 0.9
4933 | 48.67 | 0.36 | 0.9
4934 | 48.67 | 0.36 | 0.9
4935 | 48.67 | 0.36 | 0.9
4936 | 48.67 | 0.36 | 0.9
4937 | 48.67 | 0.36 | 0.9
4938 | 48.67 | 0.36 | 0.9
4939 | 48.67 | 0.36 | 0.9
4940 | 48.67 | 0.36 | 0.9
4941 | 48.67 | 0.36 | 0.9
4942 | 48.67 | 0.36 | 0.9
4943 | 48.67 | 0.36 | 0.9
4944 | 48.67 | 0.36 | 0.9
4945 | 48.67 | 0.36 | 0.9
4946 | 48.67 | 0.36 | 0.9
4947 | 48.67 | 0.36 | 0.9
4948 | 48.67 | 0.36 | 0.9
4949 | 48.67 | 0.36 | 0.9
4950 | 48.67 | 0.36 | 0.9
4951 | 48.67 | 0.36 | 0.9
4952 | 48.67 | 0.36 | 0.9
4953 | 48.67 | 0.36 | 0.9
4954 | 48.67 | 0.36 | 0.9
4955 | 48.67 | 0.36 | 0.9
4956 | 48.67 | 0.36 | 0.9
4957 | 48.67 | 0.36 | 0.9
4958 | 48.67 | 0.36 | 0.9
4959 | 48.67 | 0.36 | 0.9
4960 | 48.67 | 0.36 | 0.9
4961 | 48.67 | 0.36 | 0.9
4962 | 48.67 | 0.36 | 0.9
4963 | 48.67 | 0.36 | 0.9
4964 | 48.67 | 0.36 | 0.9
4965 | 48.67 | 0.36 | 0.9
4966 | 48.67 | 0.36 | 0.9
4967 | 48.67 | 0.36 | 0.9
4968 | 48.67 | 0.36 | 0.9
4969 | 48.67 | 0.36 | 0.9
4970 | 48.67 | 0.36 | 0.9
4971 | 48.67 | 0.36 | 0.9
4972 | 48.67 | 0.36 | 0.9
4973 | 48.67 | 0.36 | 0.9
4974 | 48.67 | 0.36 | 0.9
4975 | 48.67 | 0.36 | 0.9
4976 | 48.67 | 0.36 | 0.9
4977 | 48.67 | 0.36 | 0.9
4978 | 48.67 | 0.36 | 0.9
4979 | 48.67 | 0.36 | 0.9
4980 | 48.67 | 0.36 | 0.9
4981 | 48.67 | 0.36 | 0.9
4982 | 48.67 | 0.36 | 0.9
4983 | 48.67 | 0.36 | 0.9
4984 | 48.67 | 0.36 | 0.9
4985 | 48.67 | 0.36 | 0.9
4986 | 48.67 | 0.36 | 0.9
4987 | 48.67 | 0.36 | 0.9
4988 | 48.67 | 0.36 | 0.9
4989 | 48.67 | 0.36 | 0.9
4990 | 48.67 | 0.36 | 0.9
4991 | 48.67 | 0.36 | 0.9
4992 | 48.67 | 0.36 | 0.9
4993 | 48.67 | 0.36 | 0.9
4994 | 48.67 | 0.36 | 0.9
4995 | 48.67 | 0.36 | 0.9
4996 | 48.67 | 0.36 | 0.9
4997 | 48.67 | 0.36 | 0.9
4998 | 48.67 | 0.36 | 0.9
4999 | 48.67 | 0.36 | 0.9
5000 | 48.67 | 0.36 | 0.9
5001 | 48.67 | 0.36 | 0.9
5002 | 48.67 | 0.36 | 0.9
5003 | 48.67 | 0.36 | 0.9
5004 | 48.67 | 0.36 | 0.9
5005 | 48.67 | 0.36 | 0.9
5006 | 48.67 | 0.36 | 0.9
5007 | 48.67 | 0.36 | 0.9
5008 | 48.67 | 0.36 | 0.9
5009 | 48.67 | 0.36 | 0.9
5010 | 48.67 | 0.36 | 0.9
5011 | 48.67 | 0.36 | 0.9
5012 | 48.67 | 0.36 | 0.9
5013 | 48.67 | 0.36 | 0.9
5014 | 48.67 | 0.36 | 0.9
5015 | 48.67 | 0.36 | 0.9
5016 | 48.67 | 0.36 | 0.9
5017 | 48.67 | 0.36 | 0.9
5018 | 48.67 | 0.36 | 0.9
5019 | 48.67 | 0.36 | 0.9
5020 | 48.67 | 0.36 | 0.9
5021 | 48.67 | 0.36 | 0.9
5022 | 48.67 | 0.36 | 0.9
5023 | 48.67 | 0.36 | 0.9
5024 | 48.67 | 0.36 | 0.9
5025 | 48.67 | 0.36 | 0.9
5026 | 48.67 | 0.36 | 0.9
5027 | 48.67 | 0.36 | 0.9
5028 | 48.67 | 0.36 | 0.9
5029 | 48.67 | 0.36 | 0.9
5030 | 48.67 | 0.36 | 0.9
5031 | 48.67 | 0.36 | 0.9
5032 | 48.67 | 0.36 | 0.9
5033 | 48.67 | 0.36 | 0.9
5034 | 48.67 | 0.36 | 0.9
5035 | 48.67 | 0.36 | 0.9
5036 | 48.67 | 0.36 | 0.9
5037 | 48.67 | 0.36 | 0.9
5038 | 48.67 | 0.36 | 0.9
5039 | 48.67 | 0.36 | 0.9
5040 | 48.67 | 0.36 | 0.9
5041 | 48.67 | 0.36 | 0.9
5042 | 48.67 | 0.36 | 0.9
5043 | 48.67 | 0.36 | 0.9
5044 | 48.67 | 0.36 | 0.9
5045 | 48.67 | 0.36 | 0.9
5046 | 48.67 | 0.36 | 0.9
5047 | 48.67 | 0.36 | 0.9
5048 | 48.67 | 0.36 | 0.9
5049 | 48.67 | 0.36 | 0.9
5050 | 48.67 | 0.36 | 0.9
5051 | 48.67 | 0.36 | 0.9
5052 | 48.67 | 0.36 | 0.9
5053 | 48.67 | 0.36 | 0.9
5054 | 48.67 | 0.36 | 0.9
5055 | 48.67 | 0.36 | 0.9
5056 | 48.67 | 0.36 | 0.9
5057 | 48.67 | 0.36 | 0.9
5058 | 48.67 | 0.36 | 0.9
5059 | 48.67 | 0.36 | 0.9
5060 | 48.67 | 0.36 | 0.9
5061 | 48.67 | 0.36 | 0.9
5062 | 48.67 | 0.36 | 0.9
5063 | 48.67 | 0.36 | 0.9
5064 | 48.67 | 0.36 | 0.9
5065 | 48.67 | 0.36 | 0.9
5066 | 48.67 | 0.36 | 0.9
5067 | 48.67 | 0.36 | 0.9
5068 | 48.67 | 0.36 | 0.9
5069 | 48.67 | 0.36 | 0.9
5070 | 48.67 | 0.36 | 0.9
5071 | 48.67 | 0.36 | 0.9
5072 | 48.67 | 0.36 | 0.9
5073 | 48.67 | 0.36 | 0.9
5074 | 48.67 | 0.36 | 0.9
5075 | 48.67 | 0.36 | 0.9
5076 | 48.67 | 0.36 | 0.9
5077 | 48.67 | 0.36 | 0.9
5078 | 48.67 | 0.36 | 0.9
5079 | 48.67 | 0.36 | 0.9
5080 | 48.67 | 0.36 | 0.9
5081 | 48.67 | 0.36 | 0.9
5082 | 48.67 | 0.36 | 0.9
5083 | 48.67 | 0.36 | 0.9
5084 | 48.67 | 0.36 | 0.9
5085 | 48.67 | 0.36 | 0.9
5086 | 48.67 | 0.36 | 0.9
5087 | 48.67 | 0.36 | 0.9
5088 | 48.67 | 0.36 | 0.9
5089 | 48.67 | 0.36 | 0.9
5090 | 48.67 | 0.36 | 0.9
5091 | 48.67 | 0.36 | 0.9
5092 | 48.67 | 0.36 | 0.9
5093 | 48.67 | 0.36 | 0.9
5094 | 48.67 | 0.36 | 0.9
5095 | 48.67 | 0.36 | 0.9
5096 | 48.67 | 0.36 | 0.9
5097 | 48.67 | 0.36 | 0.9
5098 | 48.67 | 0.36 | 0.9
5099 | 48.67 | 0.36 | 0.9
5100 | 48.67 | 0.36 | 0.9
5101 | 48.67 | 0.36 | 0.9
5102 | 48.67 | 0.36 | 0.9
5103 | 48.67 | 0.36 | 0.9
5104 | 48.67 | 0.36 | 0.9
5105 | 48.67 | 0.36 | 0.9
5106 | 48.67 | 0.36 | 0.9
5107 | 48.67 | 0.36 | 0.9
5108 | 48.67 | 0.36 | 0.9
5109 | 48.67 | 0.36 | 0.9
5110 | 48.67 | 0.36 | 0.9
5111 | 48.67 | 0.36 | 0.9
5112 | 48.67 | 0.36 | 0.9
5113 | 48.67 | 0.36 | 0.9
5114 | 48.67 | 0.36 | 0.9
5115 | 48.67 | 0.36 | 0.9
5116 | 48.67 | 0.36 | 0.9
5117 | 48.67 | 0.36 | 0.9
5118 | 48.67 | 0.36 | 0.9
5119 | 48.67 | 0.36 | 0.9
5120 | 48.67 | 0.36 | 0.9
5121 | 48.67 | 0.36 | 0.9
5122 | 48.67 | 0.36 | 0.9
5123 | 48.67 | 0.36 | 0.9
5124 | 48.67 | 0.36 | 0.9
5125 | 48.67 | 0.36 | 0.9
5126 | 48.67 | 0.36 | 0.9
5127 | 48.67 | 0.36 | 0.9
5128 | 48.67 | 0.36 | 0.9
5129 | 48.67 | 0.36 | 0.9
5130 | 48.67 | 0.36 | 0.9
5131 | 48.67 | 0.36 | 0.9
5132 | 48.67 | 0.36 | 0.9
5133 | 48.67 | 0.36 | 0.9
5134 | 48.67 | 0.36 | 0.9
5135 | 48.67 | 0.36 | 0.9
5136 | 48.67 | 0.36 | 0.9
5137 | 48.67 | 0.36 | 0.9
5138 | 48.67 | 0.36 | 0.9
5139 | 48.67 | 0.36 | 0.9
5140 | 48.67 | 0.36 | 0.9
5141 | 48.67 | 0.36 | 0.9
5142 | 48.67 | 0.36 | 0.9
5143 | 48.67 | 0.36 | 0.9
5144 | 48.67 | 0.36 | 0.9
5145 | 48.67 | 0.36 | 0.9
5146 | 48.67 | 0.36 | 0.9
5147 | 48.67 | 0.36 | 0.9
5148 | 48.67 | 0.36 | 0.9
5149 | 48.67 | 0.36 | 0.9
5150 | 48.67 | 0.36 | 0.9
5151 | 48.67 | 0.36 | 0.9
5152 | 48.67 | 0.36 | 0.9
5153 | 48.67 | 0.36 | 0.9
5154 | 48.67 | 0.36 | 0.9
5155 | 48.67 | 0.36 | 0.9
5156 | 48.67 | 0.36 | 0.9
5157 | 48.67 | 0.36 | 0.9
5158 | 48.67 | 0.36 | 0.9
5159 | 48.67 | 0.36 | 0.9
5160 | 48.67 | 0.36 | 0.9
5161 | 48.67 | 0.36 | 0.9
5162 | 48.67 | 0.36 | 0.9
5163 | 48.67 | 0.36 | 0.9
5164 | 48.67 | 0.36 | 0.9
5165 | 48.67 | 0.36 | 0.9
5166 | 48.67 | 0.36 | 0.9
5167 | 48.67 | 0.36 | 0.9
5168 | 48.67 | 0.36 | 0.9
5169 | 48.67 | 0.36 | 0.9
5170 | 48.67 | 0.36 | 0.9
5171 | 48.67 | 0.36 | 0.9
5172 | 48.67 | 0.36 | 0.9
5173 | 48.67 | 0.36 | 0.9
5174 | 48.67 | 0.36 | 0.9
5175 | 48.67 | 0.36 | 0.9
5176 | 48.67 | 0.36 | 0.9
5177 | 48.67 | 0.36 | 0.9
5178 | 48.67 | 0.36 | 0.9
5179 | 48.67 | 0.36 | 0.9
5180 | 48.67 | 0.36 | 0.9
5181 | 48.67 | 0.36 | 0.9
5182 | 48.67 | 0.36 | 0.9
5183 | 48.67 | 0.36 | 0.9
5184 | 48.67 | 0.36 | 0.9
5185 | 48.67 | 0.36 | 0.9
5186 | 48.67 | 0.36 | 0.9
5187 | 48.67 | 0.36 | 0.9
5188 | 48.67 | 0.36 | 0.9
5189 | 48.67 | 0.36 | 0.9
5190 | 48.67 | 0.36 | 0.9
5191 | 48.67 | 0.36 | 0.9
5192 | 48.67 | 0.36 | 0.9
5193 | 48.67 | 0.36 | 0.9
5194 | 48.67 | 0.36 | 0.9
5195 | 48.67 | 0.36 | 0.9
5196 | 48.67 | 0.36 | 0.9
5197 | 48.67 | 0.36 | 0.9
5198 | 48.67 | 0.36 | 0.9
5199 | 48.67 | 0.36 | 0.9
5200 | 48.67 | 0.36 | 0.9
5201 | 48.67 | 0.36 | 0.9
5202 | 48.67 | 0.36 | 0.9
5203 | 48.67 | 0.36 | 0.9
5204 | 48.67 | 0.36 | 0.9
5205 | 48.67 | 0.36 | 0.9
5206 | 48.67 | 0.36 | 0.9
5207 | 48.67 | 0.36 | 0.9
5208 | 48.67 | 0.36 | 0.9
5209 | 48.67 | 0.36 | 0.9
5210 | 48.67 | 0.36 | 0.9
5211 | 48.67 | 0.36 | 0.9
5212 | 48.67 | 0.36 | 0.9
5213 | 48.67 | 0.36 | 0.9
5214 | 48.67 | 0.36 | 0.9
5215 | 48.67 | 0.36 | 0.9
5216 | 48.67 | 0.36 | 0.9
5217 | 48.67 | 0.36 | 0.9
5218 | 48.67 | 0.36 | 0.9
5219 | 48.67 | 0.36 | 0.9
5220 | 48.67 | 0.36 | 0.9
5221 | 48.67 | 0.36 | 0.9
5222 | 48.67 | 0.36 | 0.9
5223 | 48.67 | 0.36 | 0.9
5224 | 48.67 | 0.36 | 0.9
5225 | 48.67 | 0.36 | 0.9
5226 | 48.67 | 0.36 | 0.9
5227 | 48.67 | 0.36 | 0.9
5228 | 48.67 | 0.36 | 0.9
5229 | 48.67 | 0.36 | 0.9
5230 | 48.67 | 0.36 | 0.9
5231 | 48.67 | 0.36 | 0.9
5232 | 48.67 | 0.36 | 0.9
5233 | 48.67 | 0.36 | 0.9
5234 | 48.67 | 0.36 | 0.9
5235 | 48.67 | 0.36 | 0.9
5236 | 48.67 | 0.36 | 0.9
5237 | 48.67 | 0.36 | 0.9
5238 | 48.67 | 0.36 | 0.9
5239 | 48.67 | 0.36 | 0.9
5240 | 48.67 | 0.36 | 0.9
5241 | 48.67 | 0.36 | 0.9
5242 | 48.67 | 0.36 | 0.9
5243 | 48.67 | 0.36 | 0.9
5244 | 48.67 | 0.36 | 0.9
5245 | 48.67 | 0.36 | 0.9
5246 | 48.67 | 0.36 | 0.9
5247 | 48.67 | 0.36 | 0.9
5248 | 48.67 | 0.36 | 0.9
5249 | 48.67 | 0.36 | 0.9
5250 | 48.67 | 0.36 | 0.9
5251 | 48.67 | 0.36 | 0.9
5252 | 48.67 | 0.36 | 0.9
5253 | 48.67 | 0.36 | 0.9
5254 | 48.67 | 0.36 | 0.9
5255 | 48.67 | 0.36 | 0.9
5256 | 48.67 | 0.36 | 0.9
5257 | 48.67 | 0.36 | 0.9
5258 | 48.67 | 0.36 | 0.9
5259 | 48.67 | 0.36 | 0.9
5260 | 48.67 | 0.36 | 0.9
5261 | 48.67 | 0.36 | 0.9
5262 | 48.67 | 0.36 | 0.9
5263 | 48.67 | 0.36 | 0.9
5264 | 48.67 | 0.36 | 0.9
5265 | 48.67 | 0.36 | 0.9
5266 | 48.67 | 0.36 | 0.9
5267 | 48.67 | 0.36 | 0.9
5268 | 48.67 | 0.36 | 0.9
5269 | 48.67 | 0.36 | 0.9
5270 | 48.67 | 0.36 | 0.9
5271 | 48.67 | 0.36 | 0.9
5272 | 48.67 | 0.36 | 0.9
5273 | 48.67 | 0.36 | 0.9
5274 | 48.67 | 0.36 | 0.9
5275 | 48.67 | 0.36 | 0.9
5276 | 48.67 | 0.36 | 0.9
5277 | 48.67 | 0.36 | 0.9
5278 | 48.67 | 0.36 | 0.9
5279 | 48.67 | 0.36 | 0.9
5280 | 48.67 | 0.36 | 0.9
5281 | 48.67 | 0.36 | 0.9
5282 | 48.67 | 0.36 | 0.9
5283 | 48.67 | 0.36 | 0.9
5284 | 48.67 | 0.36 | 0.9
5285 | 48.67 | 0.36 | 0.9
5286 | 48.67 | 0.36 | 0.9
5287 | 48.67 | 0.36 | 0.9
5288 | 48.67 | 0.36 | 0.9
5289 | 48.67 | 0.36 | 0.9
5290 | 48.67 | 0.36 | 0.9
5291 | 48.67 | 0.36 | 0.9
5292 | 48.67 | 0.36 | 0.9
5293 | 48.67 | 0.36 | 0.9
5294 | 48.67 | 0.36 | 0.9
5295 | 48.67 | 0.36 | 0.9
5296 | 48.67 | 0.36 | 0.9
5297 | 48.67 | 0.36 | 0.9
5298 | 48.67 | 0.36 | 0.9
5299 | 48.67 | 0.36 | 0.9
5300 | 48.67 | 0.36 | 0.9
5301 | 48.67 | 0.36 | 0.9
5302 | 48.67 | 0.36 | 0.9
5303 | 48.67 | 0.36 | 0.9
5304 | 48.67 | 0.36 | 0.9
5305 | 48.67 | 0.36 | 0.9
5306 | 48.67 | 0.36 | 0.9
5307 | 48.67 | 0.36 | 0.9
5308 | 48.67 | 0.36 | 0.9
5309 | 48.67 | 0.36 | 0.9
5310 | 48.67 | 0.36 | 0.9
5311 | 48.67 | 0.36 | 0.9
5312 | 48.67 | 0.36 | 0.9
5313 | 48.67 | 0.36 | 0.9
5314 | 48.67 | 0.36 | 0.9
5315 | 48.67 | 0.36 | 0.9
5316 | 48.67 | 0.36 | 0.9
5317 | 48.67 | 0.36 | 0.9
5318 | 48.67 | 0.36 | 0.9
5319 | 48.67 | 0.36 | 0.9
5320 | 48.67 | 0.36 | 0.9
5321 | 48.67 | 0.36 | 0.9
5322 | 48.67 | 0.36 | 0.9
5323 | 48.67 | 0.36 | 0.9
5324 | 48.67 | 0.36 | 0.9
5325 | 48.67 | 0.36 | 0.9
5326 | 48.67 | 0.36 | 0.9
5327 | 48.67 | 0.36 | 0.9
5328 | 48.67 | 0.36 | 0.9
5329 | 48.67 | 0.36 | 0.9
5330 | 48.67 | 0.36 | 0.9
5331 | 48.67 | 0.36 | 0.9
5332 | 48.67 | 0.36 | 0.9
5333 | 48.67 | 0.36 | 0.9
5334 | 48.67 | 0.36 | 0.9
5335 | 48.67 | 0.36 | 0.9
5336 | 48.67 | 0.36 | 0.9
5337 | 48.67 | 0.36 | 0.9
5338 | 48.67 | 0.36 | 0.9
5339 | 48.67 | 0.36 | 0.9
5340 | 48.67 | 0.36 | 0.9
5341 | 48.67 | 0.36 | 0.9
5342 | 48.67 | 0.36 | 0.9
5343 | 48.67 | 0.36 | 0.9
5344 | 48.67 | 0.36 | 0.9
5345 | 48.67 | 0.36 | 0.9
5346 | 48.67 | 0.36 | 0.9
5347 | 48.67 | 0.36 | 0.9
5348 | 48.67 | 0.36 | 0.9
5349 | 48.67 | 0.36 | 0.9
5350 | 48.67 | 0.36 | 0.9
5351 | 48.67 | 0.36 | 0.9
5352 | 48.67 | 0.36 | 0.9
5353 | 48.67 | 0.36 | 0.9
5354 | 48.67 | 0.36 | 0.9
5355 | 48.67 | 0.36 | 0.9
5356 | 48.67 | 0.36 | 0.9
5357 | 48.67 | 0.36 | 0.9
5358 | 48.67 | 0.36 | 0.9
5359 | 48.67 | 0.36 | 0.9
5360 | 48.67 | 0.36 | 0.9
5361 | 48.67 | 0.36 | 0.9
5362 | 48.67 | 0.36 | 0.9
5363 | 48.67 | 0.36 | 0.9
5364 | 48.67 | 0.36 | 0.9
5365 | 48.67 | 0.36 | 0.9
5366 | 48.67 | 0.36 | 0.9
5367 | 48.67 | 0.36 | 0.9
5368 | 48.67 | 0.36 | 0.9
5369 | 48.67 | 0.36 | 0.9
5370 | 48.67 | 0.36 | 0.9
5371 | 48.67 | 0.36 | 0.9
5372 | 48.67 | 0.36 | 0.9
5373 | 48.67 | 0.36 | 0.9
5374 | 48.67 | 0.36 | 0.9
5375 | 48.67 | 0.36 | 0.9
5376 | 48.67 | 0.36 | 0.9
5377 | 48.67 | 0.36 | 0.9
5378 | 48.67 | 0.36 | 0.9
5379 | 48.67 | 0.36 | 0.9
5380 | 48.67 | 0.36 | 0.9
5381 | 48.67 | 0.36 | 0.9
5382 | 48.67 | 0.36 | 0.9
5383 | 48.67 | 0.36 | 0.9
5384 | 48.67 | 0.36 | 0.9
5385 | 48.67 | 0.36 | 0.9
5386 | 48.67 | 0.36 | 0.9
5387 | 48.67 | 0.36 | 0.9
5388 | 48.67 | 0.36 | 0.9
5389 | 48.67 | 0.36 | 0.9
5390 | 48.67 | 0.36 | 0.9
5391 | 48.67 | 0.36 | 0.9
5392 | 48.67 | 0.36 | 0.9
5393 | 48.67 | 0.36 | 0.9
5394 | 48.67 | 0.36 | 0.9
5395 | 48.67 | 0.36 | 0.9
5396 | 48.67 | 0.36 | 0.9
5397 | 48.67 | 0.36 | 0.9
5398 | 48.67 | 0.36 | 0.9
5399 | 48.67 | 0.36 | 0.9
5400 | 48.67 | 0.36 | 0.9
5401 | 48.67 | 0.36 | 0.9
5402 | 48.67 | 0.36 | 0.9
5403 | 48.67 | 0.36 | 0.9
5404 | 48.67 | 0.36 | 0.9
5405 | 48.67 | 0.36 | 0.9
5406 | 48.67 | 0.36 | 0.9
5407 | 48.67 | 0.36 | 0.9
5408 | 48.67 | 0.36 | 0.9
5409 | 48.67 | 0.36 | 0.9
5410 | 48.67 | 0.36 | 0.9
5411 | 48.67 | 0.36 | 0.9
5412 | 48.67 | 0.36 | 0.9
5413 | 48.67 | 0.36 | 0.9
5414 | 48.67 | 0.36 | 0.9
5415 | 48.67 | 0.36 | 0.9
5416 | 48.67 | 0.36 | 0.9
5417 | 48.67 | 0.36 | 0.9
5418 | 48.67 | 0.36 | 0.9
5419 | 48.67 | 0.36 | 0.9
5420 | 48.67 | 0.36 | 0.9
5421 | 48.67 | 0.36 | 0.9
5422 | 48.67 | 0.36 | 0.9
5423 | 48.67 | 0.36 | 0.9
5424 | 48.67 | 0.36 | 0.9
5425 | 48.67 | 0.36 | 0.9
5426 | 48.67 | 0.36 | 0.9
5427 | 48.67 | 0.36 | 0.9
5428 | 48.67 | 0.36 | 0.9
5429 | 48.67 | 0.36 | 0.9
5430 | 48.67 | 0.36 | 0.9
5431 | 48.67 | 0.36 | 0.9
5432 | 48.67 | 0.36 | 0.9
5433 | 48.67 | 0.36 | 0.9
5434 | 48.67 | 0.36 | 0.9
5435 | 48.67 | 0.36 | 0.9
5436 | 48.67 | 0.36 | 0.9
5437 | 48.67 | 0.36 | 0.9
5438 | 48.67 | 0.36 | 0.9
5439 | 48.67 | 0.36 | 0.9
5440 | 48.67 | 0.36 | 0.9
5441 | 48.67 | 0.36 | 0.9
5442 | 48.67 | 0.36 | 0.9
5443 | 48.67 | 0.36 | 0.9
5444 | 48.67 | 0.36 | 0.9
5445 | 48.67 | 0.36 | 0.9
5446 | 48.67 | 0.36 | 0.9
5447 | 48.67 | 0.36 | 0.9
5448 | 48.67 | 0.36 | 0.9
5449 | 48.67 | 0.36 | 0.9
5450 | 48.67 | 0.36 | 0.9
5451 | 48.67 | 0.36 | 0.9
5452 | 48.67 | 0.36 | 0.9
5453 | 48.67 | 0.36 | 0.9
5454 | 48.67 | 0.36 | 0.9
5455 | 48.67 | 0.36 | 0.9
5456 | 48.67 | 0.36 | 0.9
5457 | 48.67 | 0.36 | 0.9
5458 | 48.67 | 0.36 | 0.9
5459 | 48.67 | 0.36 | 0.9
5460 | 48.67 | 0.36 | 0.9
5461 | 48.67 | 0.36 | 0.9
5462 | 48.67 | 0.36 | 0.9
5463 | 48.67 | 0.36 | 0.9
5464 | 48.67 | 0.36 | 0.9
5465 | 48.67 | 0.36 | 0.9
5466 | 48.67 | 0.36 | 0.9
5467 | 48.67 | 0.36 | 0.9
5468 | 48.67 | 0.36 | 0.9
5469 | 48.67 | 0.36 | 0.9
5470 | 48.67 | 0.36 | 0.9
5471 | 48.67 | 0.36 | 0.9
5472 | 48.67 | 0.36 | 0.9
5473 | 48.67 | 0.36 | 0.9
5474 | 48.67 | 0.36 | 0.9
5475 | 48.67 | 0.36 | 0.9
5476 | 48.67 | 0.36 | 0.9
5477 | 48.67 | 0.36 | 0.9
5478 | 48.67 | 0.36 | 0.9
5479 | 48.67 | 0.36 | 0.9
5480 | 48.67 | 0.36 | 0.9
5481 | 48.67 | 0.36 | 0.9
5482 | 48.67 | 0.36 | 0.9
5483 | 48.67 | 0.36 | 0.9
5484 | 48.67 | 0.36 | 0.9
5485 | 48.67 | 0.36 | 0.9
5486 | 48.67 | 0.36 | 0.9
5487 | 48.67 | 0.36 | 0.9
5488 | 48.67 | 0.36 | 0.9
5489 | 48.67 | 0.36 | 0.9
5490 | 48.67 | 0.36 | 0.9
5491 | 48.67 | 0.36 | 0.9
5492 | 48.67 | 0.36 | 0.9
5493 | 48.67 | 0.36 | 0.9
5494 | 48.67 | 0.36 | 0.9
5495 | 48.67 | 0.36 | 0.9
5496 | 48.67 | 0.36 | 0.9
5497 | 48.67 | 0.36 | 0.9
5498 | 48.67 | 0.36 | 0.9
5499 | 48.67 | 0.36 | 0.9
5500 | 48.67 | 0.36 | 0.9
5501 | 48.67 | 0.36 | 0.9
5502 | 48.67 | 0.36 | 0.9
5503 | 48.67 | 0.36 | 0.9
5504 | 48.67 | 0.36 | 0.9
5505 | 48.67 | 0.36 | 0.9
5506 | 48.67 | 0.36 | 0.9
5507 | 48.67 | 0.36 | 0.9
5508 | 48.67 | 0.36 | 0.9
5509 | 48.67 | 0.36 | 0.9
5510 | 48.67 | 0.36 | 0.9
5511 | 48.67 | 0.36 | 0.9
5512 | 48.67 | 0.36 | 0.9
5513 | 48.67 | 0.36 | 0.9
5514 | 48.67 | 0.36 | 0.9
5515 | 48.67 | 0.36 | 0.9
5516 | 48.67 | 0.36 | 0.9
5517 | 48.67 | 0.36 | 0.9
5518 | 48.67 | 0.36 | 0.9
5519 | 48.67 | 0.36 | 0.9
5520 | 48.67 | 0.36 | 0.9
5521 | 48.67 | 0.36 | 0.9
5522 | 48.67 | 0.36 | 0.9
5523 | 48.67 | 0.36 | 0.9
5524 | 48.67 | 0.36 | 0.9
5525 | 48.67 | 0.36 | 0.9
5526 | 48.67 | 0.36 | 0.9
5527 | 48.67 | 0.36 | 0.9
5528 | 48.67 | 0.36 | 0.9
5529 | 48.67 | 0.36 | 0.9
5530 | 48.67 | 0.36 | 0.9
5531 | 48.67 | 0.36 | 0.9
5532 | 48.67 | 0.36 | 0.9
5533 | 48.67 | 0.36 | 0.9
5534 | 48.67 | 0.36 | 0.9
5535 | 48.67 | 0.36 | 0.9
5536 | 48.67 | 0.36 | 0.9
5537 | 48.67 | 0.36 | 0.9
5538 | 48.67 | 0.36 | 0.9
5539 | 48.67 | 0.36 | 0.9
5540 | 48.67 | 0.36 | 0.9
5541 | 48.67 | 0.36 | 0.9
5542 | 48.67 | 0.36 | 0.9
5543 | 48.67 | 0.36 | 0.9
5544 | 48.67 | 0.36 | 0.9
5545 | 48.67 | 0.36 | 0.9
5546 | 48.67 | 0.36 | 0.9
5547 | 48.67 | 0.36 | 0.9
5548 | 48.67 | 0.36 | 0.9
5549 | 48.67 | 0.36 | 0.9
5550 | 48.67 | 0.36 | 0.9
5551 | 48.67 | 0.36 | 0.9
5552 | 48.67 | 0.36 | 0.9
5553 | 48.67 | 0.36 | 0.9
5554 | 48.67 | 0.36 | 0.9
5555 | 48.67 | 0.36 | 0.9
5556 | 48.67 | 0.36 | 0.9
5557 | 48.67 | 0.36 | 0.9
5558 | 48.67 | 0.36 | 0.9
5559 | 48.67 | 0.36 | 0.9
5560 | 48.67 | 0.36 | 0.9
5561 | 48.67 | 0.36 | 0.9
5562 | 48.67 | 0.36 | 0.9
5563 | 48.67 | 0.36 | 0.9
5564 | 48.67 | 0.36 | 0.9
5565 | 48.67 | 0.36 | 0.9
5566 | 48.67 | 0.36 | 0.9
5567 | 48.67 | 0.36 | 0.9
5568 | 48.67 | 0.36 | 0.9
5569 | 48.67 | 0.36 | 0.9
5570 | 48.67 | 0.36 | 0.9
5571 | 48.67 | 0.36 | 0.9
5572 | 48.67 | 0.36 | 0.9
5573 | 48.67 | 0.36 | 0.9
5574 | 48.67 | 0.36 | 0.9
5575 | 48.67 | 0.36 | 0.9
5576 | 48.67 | 0.36 | 0.9
5577 | 48.67 | 0.36 | 0.9
5578 | 48.67 | 0.36 | 0.9
5579 | 48.67 | 0.36 | 0.9
5580 | 48.67 | 0.36 | 0.9
5581 | 48.67 | 0.36 | 0.9
5582 | 48.67 | 0.36 | 0.9
5583 | 48.67 | 0.36 | 0.9
5584 | 48.67 | 0.36 | 0.9
5585 | 48.67 | 0.36 | 0.9
5586 | 48.67 | 0.36 | 0.9
5587 | 48.67 | 0.36 | 0.9
5588 | 48.67 | 0.36 | 0.9
5589 | 48.67 | 0.36 | 0.9
5590 | 48.67 | 0.36 | 0.9
5591 | 48.67 | 0.36 | 0.9
5592 | 48.67 | 0.36 | 0.9
5593 | 48.67 | 0.36 | 0.9
5594 | 48.67 | 0.36 | 0.9
5595 | 48.67 | 0.36 | 0.9
5596 | 48.67 | 0.36 | 0.9
5597 | 48.67 | 0.36 | 0.9
5598 | 48.67 | 0.36 | 0.9
5599 | 48.67 | 0.36 | 0.9
5600 | 48.67 | 0.36 | 0.9
5601 | 48.67 | 0.36 | 0.9
5602 | 48.67 | 0.36 | 0.9
5603 | 48.67 | 0.36 | 0.9
5604 | 48.67 | 0.36 | 0.9
5605 | 48.67 | 0.36 | 0.9
5606 | 48.67 | 0.36 | 0.9
5607 | 48.67 | 0.36 | 0.9
5608 | 48.67 | 0.36 | 0.9
5609 | 48.67 | 0.36 | 0.9
5610 | 48.67 | 0.36 | 0.9
5611 | 48.67 | 0.36 | 0.9
5612 | 48.67 | 0.36 | 0.9
5613 | 48.67 | 0.36 | 0.9
5614 | 48.67 | 0.36 | 0.9
5615 | 48.67 | 0.36 | 0.9
5616 | 48.67 | 0.36 | 0.9
5617 | 48.67 | 0.36 | 0.9
5618 | 48.67 | 0.36 | 0.9
5619 | 48.67 | 0.36 | 0.9
5620 | 48.67 | 0.36 | 0.9
5621 | 48.67 | 0.36 | 0.9
5622 | 48.67 | 0.36 | 0.9
5623 | 48.67 | 0.36 | 0.9
5624 | 48.67 | 0.36 | 0.9
5625 | 48.67 | 0.36 | 0.9
5626 | 48.67 | 0.36 | 0.9
5627 | 48.67 | 0.36 | 0.9
5628 | 48.67 | 0.36 | 0.9
5629 | 48.67 | 0.36 | 0.9
5630 | 48.67 | 0.36 | 0.9
5631 | 48.67 | 0.36 | 0.9
5632 | 48.67 | 0.36 | 0.9
5633 | 48.67 | 0.36 | 0.9
5634 | 48.67 | 0.36 | 0.9
5635 | 48.67 | 0.36 | 0.9
5636 | 48.67 | 0.36 | 0.9
5637 | 48.67 | 0.36 | 0.9
5638 | 48.67 | 0.36 | 0.9
5639 | 48.67 | 0.36 | 0.9
5640 | 48.67 | 0.36 | 0.9
5641 | 48.67 | 0.36 | 0.9
5642 | 48.67 | 0.36 | 0.9
5643 | 48.67 | 0.36 | 0.9
5644 | 48.67 | 0.36 | 0.9
5645 | 48.67 | 0.36 | 0.9
5646 | 48.67 | 0.36 | 0.9
5647 | 48.67 | 0.36 | 0.9
5648 | 48.67 | 0.36 | 0.9
5649 | 48.67 | 0.36 | 0.9
5650 | 48.67 | 0.36 | 0.9
5651 | 48.67 | 0.36 | 0.9
5652 | 48.67 | 0.36 | 0.9
5653 | 48.67 | 0.36 | 0.9
5654 | 48.67 | 0.36 | 0.9
5655 | 48.67 | 0.36 | 0.9
5656 | 48.67 | 0.36 | 0.9
5657 | 48.67 | 0.36 | 0.9
5658 | 48.67 | 0.36 | 0.9
5659 | 48.67 | 0.36 | 0.9
5660 | 48.67 | 0.36 | 0.9
5661 | 48.67 | 0.36 | 0.9
5662 | 48.67 | 0.36 | 0.9
5663 | 48.67 | 0.36 | 0.9
5664 | 48.67 | 0.36 | 0.9
5665 | 48.67 | 0.36 | 0.9
5666 | 48.67 | 0.36 | 0.9
5667 | 48.67 | 0.36 | 0.9
5668 | 48.67 | 0.36 | 0.9
5669 | 48.67 | 0.36 | 0.9
5670 | 48.67 | 0.36 | 0.9
5671 | 48.67 | 0.36 | 0.9
5672 | 48.67 | 0.36 | 0.9
5673 | 48.67 | 0.36 | 0.9
5674 | 48.67 | 0.36 | 0.9
5675 | 48.67 | 0.36 | 0.9
5676 | 48.67 | 0.36 | 0.9
5677 | 48.67 | 0.36 | 0.9
5678 | 48.67 | 0.36 | 0.9
5679 | 48.67 | 0.36 | 0.9
5680 | 48.67 | 0.36 | 0.9
5681 | 48.67 | 0.36 | 0.9
5682 | 48.67 | 0.36 | 0.9
5683 | 48.67 | 0.36 | 0.9
5684 | 48.67 | 0.36 | 0.9
5685 | 48.67 | 0.36 | 0.9
5686 | 48.67 | 0.36 | 0.9
5687 | 48.67 | 0.36 | 0.9
5688 | 48.67 | 0.36 | 0.9
5689 | 48.67 | 0.36 | 0.9
5690 | 48.67 | 0.36 | 0.9
5691 | 48.67 | 0.36 | 0.9
5692 | 48.67 | 0.36 | 0.9
5693 | 48.67 | 0.36 | 0.9
5694 | 48.67 | 0.36 | 0.9
5695 | 48.67 | 0.36 | 0.9
5696 | 48.67 | 0.36 | 0.9
5697 | 48.67 | 0.36 | 0.9
5698 | 48.67 | 0.36 | 0.9
5699 | 48.67 | 0.36 | 0.9
5700 | 48.67 | 0.36 | 0.9
5701 | 48.67 | 0.36 | 0.9
5702 | 48.67 | 0.36 | 0.9
5703 | 48.67 | 0.36 | 0.9
5704 | 48.67 | 0.36 | 0.9
5705 | 48.67 | 0.36 | 0.9
5706 | 48.67 | 0.36 | 0.9
5707 | 48.67 | 0.36 | 0.9
5708 | 48.67 | 0.36 | 0.9
5709 | 48.67 | 0.36 | 0.9
5710 | 48.67 | 0.36 | 0.9
5711 | 48.67 | 0.36 | 0.9
5712 | 48.67 | 0.36 | 0.9
5713 | 48.67 | 0.36 | 0.9
5714 | 48.67 | 0.36 | 0.9
5715 | 48.67 | 0.36 | 0.9
5716 | 48.67 | 0.36 | 0.9
5717 | 48.67 | 0.36 | 0.9
5718 | 48.67 | 0.36 | 0.9
5719 | 48.67 | 0.36 | 0.9
5720 | 48.67 | 0.36 | 0.9
5721 | 48.67 | 0.36 | 0.9
5722 | 48.67 | 0.36 | 0.9
5723 | 48.67 | 0.36 | 0.9
5724 | 48.67 | 0.36 | 0.9
5725 | 48.67 | 0.36 | 0.9
5726 | 48.67 | 0.36 | 0.9
5727 | 48.67 | 0.36 | 0.9
5728 | 48.67 | 0.36 | 0.9
5729 | 48.67 | 0.36 | 0.9
5730 | 48.67 | 0.36 | 0.9
5731 | 48.67 | 0.36 | 0.9
5732 | 48.67 | 0.36 | 0.9
5733 | 48.67 | 0.36 | 0.9
5734 | 48.67 | 0.36 | 0.9
5735 | 48.67 | 0.36 | 0.9
5736 | 48.67 | 0.36 | 0.9
5737 | 48.67 | 0.36 | 0.9
5738 | 48.67 | 0.36 | 0.9
5739 | 48.67 | 0.36 | 0.9
5740 | 48.67 | 0.36 | 0.9
5741 | 48.67 | 0.36 | 0.9
5742 | 48.67 | 0.36 | 0.9
5743 | 48.67 | 0.36 | 0.9
5744 | 48.67 | 0.36 | 0.9
5745 | 48.67 | 0.36 | 0.9
5746 | 48.67 | 0.36 | 0.9
5747 | 48.67 | 0.36 | 0.9
5748 | 48.67 | 0.36 | 0.9
5749 | 48.67 | 0.36 | 0.9
5750 | 48.67 | 0.36 | 0.9
5751 | 48.67 | 0.36 | 0.9
5752 | 48.67 | 0.36 | 0.9
5753 | 48.67 | 0.36 | 0.9
5754 | 48.67 | 0.36 | 0.9
5755 | 48.67 | 0.36 | 0.9
5756 | 48.67 | 0.36 | 0.9
5757 | 48.67 | 0.36 | 0.9
5758 | 48.67 | 0.36 | 0.9
5759 | 48.67 | 0.36 | 0.9
5760 | 48.67 | 0.36 | 0.9
5761 | 48.67 | 0.36 | 0.9
5762 | 48.67 | 0.36 | 0.9
5763 | 48.67 | 0.36 | 0.9
5764 | 48.67 | 0.36 | 0.9
5765 | 48.67 | 0.36 | 0.9
5766 | 48.67 | 0.36 | 0.9
5767 | 48.67 | 0.36 | 0.9
5768 | 48.67 | 0.36 | 0.9
5769 | 48.67 | 0.36 | 0.9
5770 | 48.67 | 0.36 | 0.9
5771 | 48.67 | 0.36 | 0.9
5772 | 48.67 | 0.36 | 0.9
5773 | 48.67 | 0.36 | 0.9
5774 | 48.67 | 0.36 | 0.9
5775 | 48.67 | 0.36 | 0.9
5776 | 48.67 | 0.36 | 0.9
5777 | 48.67 | 0.36 | 0.9
5778 | 48.67 | 0.36 | 0.9
5779 | 48.67 | 0.36 | 0.9
5780 | 48.67 | 0.36 | 0.9
5781 | 48.67 | 0.36 | 0.9
5782 | 48.67 | 0.36 | 0.9
5783 | 48.67 | 0.36 | 0.9
5784 | 48.67 | 0.36 | 0.9
5785 | 48.67 | 0.36 | 0.9
5786 | 48.67 | 0.36 | 0.9
5787 | 48.67 | 0.36 | 0.9
5788 | 48.67 | 0.36 | 0.9
5789 | 48.67 | 0.36 | 0.9
5790 | 48.67 | 0.36 | 0.9
5791 | 48.67 | 0.36 | 0.9
5792 | 48.67 | 0.36 | 0.9
5793 | 48.67 | 0.36 | 0.9
5794 | 48.67 | 0.36 | 0.9
5795 | 48.67 | 0.36 | 0.9
5796 | 48.67 | 0.36 | 0.9
5797 | 48.67 | 0.36 | 0.9
5798 | 48.67 | 0.36 | 0.9
5799 | 48.67 | 0.36 | 0.9
5800 | 48.67 | 0.36 | 0.9
5801 | 48.67 | 0.36 | 0.9
5802 | 48.67 | 0.36 | 0.9
5803 | 48.67 | 0.36 | 0.9
5804 | 48.67 | 0.36 | 0.9
5805 | 48.67 | 0.36 | 0.9
5806 | 48.67 | 0.36 | 0.9
5807 | 48.67 | 0.36 | 0.9
5808 | 48.67 | 0.36 | 0.9
5809 | 48.67 | 0.36 | 0.9
5810 | 48.67 | 0.36 | 0.9
5811 | 48.67 | 0.36 | 0.9
5812 | 48.67 | 0.36 | 0.9
5813 | 48.67 | 0.36 | 0.9
5814 | 48.67 | 0.36 | 0.9
5815 | 48.67 | 0.36 | 0.9
5816 | 48.67 | 0.36 | 0.9
5817 | 48.67 | 0.36 | 0.9
5818 | 48.67 | 0.36 | 0.9
5819 | 48.67 | 0.36 | 0.9
5820 | 48.67 | 0.36 | 0.9
5821 | 48.67 | 0.36 | 0.9
5822 | 48.67 | 0.36 | 0.9
5823 | 48.67 | 0.36 | 0.9
5824 | 48.67 | 0.36 | 0.9
5825 | 48.67 | 0.36 | 0.9
5826 | 48.67 | 0.36 | 0.9
5827 | 48.67 | 0.36 | 0.9
5828 | 48.67 | 0.36 | 0.9
5829 | 48.67 | 0.36 | 0.9
5830 | 48.67 | 0.36 | 0.9
5831 | 48.67 | 0.36 | 0.9
5832 | 48.67 | 0.36 | 0.9
5833 | 48.67 | 0.36 | 0.9
5834 | 48.67 | 0.36 | 0.9
5835 | 48.67 | 0.36 | 0.9
5836 | 48.67 | 0.36 | 0.9
5837 | 48.67 | 0.36 | 0.9
5838 | 48.67 | 0.36 | 0.9
5839 | 48.67 | 0.36 | 0.9
5840 | 48.67 | 0.36 | 0.9
5841 | 48.67 | 0.36 | 0.9
5842 | 48.67 | 0.36 | 0.9
5843 | 48.67 | 0.36 | 0.9
5844 | 48.67 | 0.36 | 0.9
5845 | 48.67 | 0.36 | 0.9
5846 | 48.67 | 0.36 | 0.9
5847 | 48.67 | 0.36 | 0.9
5848 | 48.67 | 0.36 | 0.9
5849 | 48.67 | 0.36 | 0.9
5850 | 48.67 | 0.36 | 0.9
5851 | 48.67 | 0.36 | 0.9
5852 | 48.67 | 0.36 | 0.9
5853 | 48.67 | 0.36 | 0.9
5854 | 48.67 | 0.36 | 0.9
5855 | 48.67 | 0.36 | 0.9
5856 | 48.67 | 0.36 | 0.9
5857 | 48.67 | 0.36 | 0.9
5858 | 48.67 | 0.36 | 0.9
5859 | 48.67 | 0.36 | 0.9
5860 | 48.67 | 0.36 | 0.9
5861 | 48.67 | 0.36 | 0.9
5862 | 48.67 | 0.36 | 0.9
5863 | 48.67 | 0.36 | 0.9
5864 | 48.67 | 0.36 | 0.9
5865 | 48.67 | 0.36 | 0.9
5866 | 48.67 | 0.36 | 0.9
5867 | 48.67 | 0.36 | 0.9
5868 | 48.67 | 0.36 | 0.9
5869 | 48.67 | 0.36 | 0.9
5870 | 48.67 | 0.36 | 0.9
5871 | 48.67 | 0.36 | 0.9
5872 | 48.67 | 0.36 | 0.9
5873 | 48.67 | 0.36 | 0.9
5874 | 48.67 | 0.36 | 0.9
5875 | 48.67 | 0.36 | 0.9
5876 | 48.67 | 0.36 | 0.9
5877 | 48.67 | 0.36 | 0.9
5878 | 48.67 | 0.36 | 0.9
5879 | 48.67 | 0.36 | 0.9
5880 | 48.67 | 0.36 | 0.9
5881 | 48.67 | 0.36 | 0.9
5882 | 48.67 | 0.36 | 0.9
5883 | 48.67 | 0.36 | 0.9
5884 | 48.67 | 0.36 | 0.9
5885 | 48.67 | 0.36 | 0.9
5886 | 48.67 | 0.36 | 0.9
5887 | 48.67 | 0.36 | 0.9
5888 | 48.67 | 0.36 | 0.9
5889 | 48.67 | 0.36 | 0.9
5890 | 48.67 | 0.36 | 0.9
5891 | 48.67 | 0.36 | 0.9
5892 | 48.67 | 0.36 | 0.9
5893 | 48.67 | 0.36 | 0.9
5894 | 48.67 | 0.36 | 0.9
5895 | 48.67 | 0.36 | 0.9
5896 | 48.67 | 0.36 | 0.9
5897 | 48.67 | 0.36 | 0.9
5898 | 48.67 | 0.36 | 0.9
5899 | 48.67 | 0.36 | 0.9
5900 | 48.67 | 0.36 | 0.9
5901 | 48.67 | 0.36 | 0.9
5902 | 48.67 | 0.36 | 0.9
5903 | 48.67 | 0.36 | 0.9
5904 | 48.67 | 0.36 | 0.9
5905 | 48.67 | 0.36 | 0.9
5906 | 48.67 | 0.36 | 0.9
5907 | 48.67 | 0.36 | 0.9
5908 | 48.67 | 0.36 | 0.9
5909 | 48.67 | 0.36 | 0.9
5910 | 48.67 | 0.36 | 0.9
5911 | 48.67 | 0.36 | 0.9
5912 | 48.67 | 0.36 | 0.9
5913 | 48.67 | 0.36 | 0.9
5914 | 48.67 | 0.36 | 0.9
5915 | 48.67 | 0.36 | 0.9
5916 | 48.67 | 0.36 | 0.9
5917 | 48.67 | 0.36 | 0.9
5918 | 48.67 | 0.36 | 0.9
5919 | 48.67 | 0.36 | 0.9
5920 | 48.67 | 0.36 | 0.9
5921 | 48.67 | 0.36 | 0.9
5922 | 48.67 | 0.36 | 0.9
5923 | 48.67 | 0.36 | 0.9
5924 | 48.67 | 0.36 | 0.9
5925 | 48.67 | 0.36 | 0.9
5926 | 48.67 | 0.36 | 0.9
5927 | 48.67 | 0.36 | 0.9
5928 | 48.67 | 0.36 | 0.9
5929 | 48.67 | 0.36 | 0.9
5930 | 48.67 | 0.36 | 0.9
5931 | 48.67 | 0.36 | 0.9
5932 | 48.67 | 0.36 | 0.9
5933 | 48.67 | 0.36 | 0.9
5934 | 48.67 | 0.36 | 0.9
5935 | 48.67 | 0.36 | 0.9
5936 | 48.67 | 0.36 | 0.9
5937 | 48.67 | 0.36 | 0.9
5938 | 48.67 | 0.36 | 0.9
5939 | 48.67 | 0.36 | 0.9
5940 | 48.67 | 0.36 | 0.9
5941 | 48.67 | 0.36 | 0.9
5942 | 48.67 | 0.36 | 0.9
5943 | 48.67 | 0.36 | 0.9
5944 | 48.67 | 0.36 | 0.9
5945 | 48.67 | 0.36 | 0.9
5946 | 48.67 | 0.36 | 0.9
5947 | 48.67 | 0.36 | 0.9
5948 | 48.67 | 0.36 | 0.9
5949 | 48.67 | 0.36 | 0.9
5950 | 48.67 | 0.36 | 0.9
5951 | 48.67 | 0.36 | 0.9
5952 | 48.67 | 0.36 | 0.9
5953 | 48.67 | 0.36 | 0.9
5954 | 48.67 | 0.36 | 0.9
5955 | 48.67 | 0.36 | 0.9
5956 | 48.67 | 0.36 | 0.9
5957 | 48.67 | 0.36 | 0.9
5958 | 48.67 | 0.36 | 0.9
5959 | 48.67 | 0.36 | 0.9
5960 | 48.67 | 0.36 | 0.9
5961 | 48.67 | 0.36 | 0.9
5962 | 48.67 | 0.36 | 0.9
5963 | 48.67 | 0.36 | 0.9
5964 | 48.67 | 0.36 | 0.9
5965 | 48.67 | 0.36 | 0.9
5966 | 48.67 | 0.36 | 0.9
5967 | 48.67 | 0.36 | 0.9
5968 | 48.67 | 0.36 | 0.9
5969 | 48.67 | 0.36 | 0.9
5970 | 48.67 | 0.36 | 0.9
5971 | 48.67 | 0.36 | 0.9
5972 | 48.67 | 0.36 | 0.9
5973 | 48.67 | 0.36 | 0.9
5974 | 48.67 | 0.36 | 0.9
5975 | 48.67 | 0.36 | 0.9
5976 | 48.67 | 0.36 | 0.9
5977 | 48.67 | 0.36 | 0.9
5978 | 48.67 | 0.36 | 0.9
5979 | 48.67 | 0.36 | 0.9
5980 | 48.67 | 0.36 | 0.9
5981 | 48.67 | 0.36 | 0.9
5982 | 48.67 | 0.36 | 0.9
5983 | 48.67 | 0.36 | 0.9
5984 | 48.67 | 0.36 | 0.9
5985 | 48.67 | 0.36 | 0.9
5986 | 48.67 | 0.36 | 0.9
5987 | 48.67 | 0.36 | 0.9
5988 | 48.67 | 0.36 | 0.9
5989 | 48.67 | 0.36 | 0.9
5990 | 48.67 | 0.36 | 0.9
5991 | 48.67 | 0.36 | 0.9
5992 | 48.67 | 0.36 | 0.9
5993 | 48.67 | 0.36 | 0.9
5994 | 48.67 | 0.36 | 0.9
5995 | 48.67 | 0.36 | 0.9
5996 | 48.67 | 0.36 | 0.9
5997 | 48.67 | 0.36 | 0.9
5998 | 48.67 | 0.36 | 0.9
5999 | 48.67 | 0.36 | 0.9
6000 | 48.67 | 0.36 | 0.9
6001 | 48.67 | 0.36 | 0.9
6002 | 48.67 | 0.36 | 0.9
6003 | 48.67 | 0.36 | 0.9
6004 | 48.67 | 0.36 | 0.9
6005 | 48.67 | 0.36 | 0.9
6006 | 48.67 | 0.36 | 0.9
6007 | 48.67 | 0.36 | 0.9
6008 | 48.67 | 0.36 | 0.9
6009 | 48.67 | 0.36 | 0.9
6010 | 48.67 | 0.36 | 0.9
6011 | 48.67 | 0.36 | 0.9
6012 | 48.67 | 0.36 | 0.9
6013 | 48.67 | 0.36 | 0.9
6014 | 48.67 | 0.36 | 0.9
6015 | 48.67 | 0.36 | 0.9
6016 | 48.67 | 0.36 | 0.9
6017 | 48.67 | 0.36 | 0.9
6018 | 48.67 | 0.36 | 0.9
6019 | 48.67 | 0.36 | 0.9
6020 | 48.67 | 0.36 | 0.9
6021 | 48.67 | 0.36 | 0.9
6022 | 48.67 | 0.36 | 0.9
6023 | 48.67 | 0.36 | 0.9
6024 | 48.67 | 0.36 | 0.9
6025 | 48.67 | 0.36 | 0.9
6026 | 48.67 | 0.36 | 0.9
6027 | 48.67 | 0.36 | 0.9
6028 | 48.67 | 0.36 | 0.9
6029 | 48.67 | 0.36 | 0.9
6030 | 48.67 | 0.36 | 0.9
6031 | 48.67 | 0.36 | 0.9
6032 | 48.67 | 0.36 | 0.9
6033 | 48.67 | 0.36 | 0.9
6034 | 48.67 | 0.36 | 0.9
6035 | 48.67 | 0.36 | 0.9
6036 | 48.67 | 0.36 | 0.9
6037 | 48.67 | 0.36 | 0.9
6038 | 48.67 | 0.36 | 0.9
6039 | 48.67 | 0.36 | 0.9
6040 | 48.67 | 0.36 | 0.9
6041 | 48.67 | 0.36 | 0.9
6042 | 48.67 | 0.36 | 0.9
6043 | 48.67 | 0.36 | 0.9
6044 | 48.67 | 0.36 | 0.9
6045 | 48.67 | 0.36 | 0.9
6046 | 48.67 | 0.36 | 0.9
6047 | 48.67 | 0.36 | 0.9
6048 | 48.67 | 0.36 | 0.9
6049 | 48.67 | 0.36 | 0.9
6050 | 48.67 | 0.36 | 0.9
6051 | 48.67 | 0.36 | 0.9
6052 | 48.67 | 0.36 | 0.9
6053 | 48.67 | 0.36 | 0.9
6054 | 48.67 | 0.36 | 0.9
6055 | 48.67 | 0.36 | 0.9
6056 | 48.67 | 0.36 | 0.9
6057 | 48.67 | 0.36 | 0.9
6058 | 48.67 | 0.36 | 0.9
6059 | 48.67 | 0.36 | 0.9
6060 | 48.67 | 0.36 | 0.9
6061 | 48.67 | 0.36 | 0.9
6062 | 48.67 | 0.36 | 0.9
6063 | 48.67 | 0.36 | 0.9
6064 | 48.67 | 0.36 | 0.9
6065 | 48.67 | 0.36 | 0.9
6066 | 48.67 | 0.36 | 0.9
6067 | 48.67 | 0.36 | 0.9
6068 | 48.67 | 0.36 | 0.9
6069 | 48.67 | 0.36 | 0.9
6070 | 48.67 | 0.36 | 0.9
6071 | 48.67 | 0.36 | 0.9
6072 | 48.67 | 0.36 | 0.9
6073 | 48.67 | 0.36 | 0.9
6074 | 48.67 | 0.36 | 0.9
6075 | 48.67 | 0.36 | 0.9
6076 | 48.67 | 0.36 | 0.9
6077 | 48.67 | 0.36 | 0.9
6078 | 48.67 | 0.36 | 0.9
6079 | 48.67 | 0.36 | 0.9
6080 | 48.67 | 0.36 | 0.9
6081 | 48.67 | 0.36 | 0.9
6082 | 48.67 | 0.36 | 0.9
6083 | 48.67 | 0.36 | 0.9
6084 | 48.67 | 0.36 | 0.9
6085 | 48.67 | 0.36 | 0.9
6086 | 48.67 | 0.36 | 0.9
6087 | 48.67 | 0.36 | 0.9
6088 | 48.67 | 0.36 | 0.9
6089 | 48.67 | 0.36 | 0.9
6090 | 48.67 | 0.36 | 0.9
6091 | 48.67 | 0.36 | 0.9
6092 | 48.67 | 0.36 | 0.9
6093 | 48.67 | 0.36 | 0.9
6094 | 48.67 | 0.36 | 0.9
6095 | 48.67 | 0.36 | 0.9
6096 | 48.67 | 0.36 | 0.9
6097 | 48.67 | 0.36 | 0.9
6098 | 48.67 | 0.36 | 0.9
6099 | 48.67 | 0.36 | 0.9
6100 | 48.67 | 0.36 | 0.9
6101 | 48.67 | 0.36 | 0.9
6102 | 48.67 | 0.36 | 0.9
6103 | 48.67 | 0.36 | 0.9
6104 | 48.67 | 0.36 | 0.9
6105 | 48.67 | 0.36 | 0.9
6106 | 48.67 | 0.36 | 0.9
6107 | 48.67 | 0.36 | 0.9
6108 | 48.67 | 0.36 | 0.9
6109 | 48.67 | 0.36 | 0.9
6110 | 48.67 | 0.36 | 0.9
6111 | 48.67 | 0.36 | 0.9
6112 | 48.67 | 0.36 | 0.9
6113 | 48.67 | 0.36 | 0.9
6114 | 48.67 | 0.36 | 0.9
6115 | 48.67 | 0.36 | 0.9
6116 | 48.67 | 0.36 | 0.9
6117 | 48.67 | 0.36 | 0.9
6118 | 48.67 | 0.36 | 0.9
6119 | 48.67 | 0.36 | 0.9
6120 | 48.67 | 0.36 | 0.9
6121 | 48.67 | 0.36 | 0.9
6122 | 48.67 | 0.36 | 0.9
6123 | 48.67 | 0.36 | 0.9
6124 | 48.67 | 0.36 | 0.9
6125 | 48.67 | 0.36 | 0.9
6126 | 48.67 | 0.36 | 0.9
6127 | 48.67 | 0.36 | 0.9
6128 | 48.67 | 0.36 | 0.9
6129 | 48.67 | 0.36 | 0.9
6130 | 48.67 | 0.36 | 0.9
6131 | 48.67 | 0.36 | 0.9
6132 | 48.67 | 0.36 | 0.9
6133 | 48.67 | 0.36 | 0.9
6134 | 48.67 | 0.36 | 0.9
6135 | 48.67 | 0.36 | 0.9
6136 | 48.67 | 0.36 | 0.9
6137 | 48.67 | 0.36 | 0.9
6138 | 48.67 | 0.36 | 0.9
6139 | 48.67 | 0.36 | 0.9
6140 | 48.67 | 0.36 | 0.9
6141 | 48.67 | 0.36 | 0.9
6142 | 48.67 | 0.36 | 0.9
6143 | 48.67 | 0.36 | 0.9
6144 | 48.67 | 0.36 | 0.9
6145 | 48.67 | 0.36 | 0.9
6146 | 48.67 | 0.36 | 0.9
6147 | 48.67 | 0.36 | 0.9
6148 | 48.67 | 0.36 | 0.9
6149 | 48.67 | 0.36 | 0.9
6150 | 48.67 | 0.36 | 0.9
6151 | 48.67 | 0.36 | 0.9
6152 | 48.67 | 0.36 | 0.9
6153 | 48.67 | 0.36 | 0.9
6154 | 48.67 | 0.36 | 0.9
6155 | 48.67 | 0.36 | 0.9
6156 | 48.67 | 0.36 | 0.9
6157 | 48.67 | 0.36 | 0.9
6158 | 48.67 | 0.36 | 0.9
6159 | 48.67 | 0.36 | 0.9
6160 | 48.67 | 0.36 | 0.9
6161 | 48.67 | 0.36 | 0.9
6162 | 48.67 | 0.36 | 0.9
6163 | 48.67 | 0.36 | 0.9
6164 | 48.67 | 0.36 | 0.9
6165 | 48.67 | 0.36 | 0.9
6166 | 48.67 | 0.36 | 0.9
6167 | 48.67 | 0.36 | 0.9
6168 | 48.67 | 0.36 | 0.9
6169 | 48.67 | 0.36 | 0.9
6170 | 48.67 | 0.36 | 0.9
6171 | 48.67 | 0.36 | 0.9
6172 | 48.67 | 0.36 | 0.9
6173 | 48.67 | 0.36 | 0.9
6174 | 48.67 | 0.36 | 0.9
6175 | 48.67 | 0.36 | 0.9
6176 | 48.67 | 0.36 | 0.9
6177 | 48.67 | 0.36 | 0.9
6178 | 48.67 | 0.36 | 0.9
6179 | 48.67 | 0.36 | 0.9
6180 | 48.67 | 0.36 | 0.9
6181 | 48.67 | 0.36 | 0.9
6182 | 48.67 | 0.36 | 0.9
6183 | 48.67 | 0.36 | 0.9
6184 | 48.67 | 0.36 | 0.9
6185 | 48.67 | 0.36 | 0.9
6186 | 48.67 | 0.36 | 0.9
6187 | 48.67 | 0.36 | 0.9
6188 | 48.67 | 0.36 | 0.9
6189 | 48.67 | 0.36 | 0.9
6190 | 48.67 | 0.36 | 0.9
6191 | 48.67 | 0.36 | 0.9
6192 | 48.67 | 0.36 | 0.9
6193 | 48.67 | 0.36 | 0.9
6194 | 48.67 | 0.36 | 0.9
6195 | 48.67 | 0.36 | 0.9
6196 | 48.67 | 0.36 | 0.9
6197 | 48.67 | 0.36 | 0.9
6198 | 48.67 | 0.36 | 0.9
6199 | 48.67 | 0.36 | 0.9
6200 | 48.67 | 0.36 | 0.9
6201 | 48.67 | 0.36 | 0.9
6202 | 48.67 | 0.36 | 0.9
6203 | 48.67 | 0.36 | 0.9
6204 | 48.67 | 0.36 | 0.9
6205 | 48.67 | 0.36 | 0.9
6206 | 48.67 | 0.36 | 0.9
6207 | 48.67 | 0.36 | 0.9
6208 | 48.67 | 0.36 | 0.9
6209 | 48.67 | 0.36 | 0.9
6210 | 48.67 | 0.36 | 0.9
6211 | 48.67 | 0.36 | 0.9
6212 | 48.67 | 0.36 | 0.9
6213 | 48.67 | 0.36 | 0.9
6214 | 48.67 | 0.36 | 0.9
6215 | 48.67 | 0.36 | 0.9
6216 | 48.67 | 0.36 | 0.9
6217 | 48.67 | 0.36 | 0.9
6218 | 48.67 | 0.36 | 0.9
6219 | 48.67 | 0.36 | 0.9
6220 | 48.67 | 0.36 | 0.9
6221 | 48.67 | 0.36 | 0.9
6222 | 48.67 | 0.36 | 0.9
6223 | 48.67 | 0.36 | 0.9
6224 | 48.67 | 0.36 | 0.9
6225 | 48.67 | 0.36 | 0.9
6226 | 48.67 | 0.36 | 0.9
6227 | 48.67 | 0.36 | 0.9
6228 | 48.67 | 0.36 | 0.9
6229 | 48.67 | 0.36 | 0.9
6230 | 48.67 | 0.36 | 0.9
6231 | 48.67 | 0.36 | 0.9
6232 | 48.67 | 0.36 | 0.9
6233 | 48.67 | 0.36 | 0.9
6234 | 48.67 | 0.36 | 0.9
6235 | 48.67 | 0.36 | 0.9
6236 | 48.67 | 0.36 | 0.9
6237 | 48.67 | 0.36 | 0.9
6238 | 48.67 | 0.36 | 0.9
6239 | 48.67 | 0.36 | 0.9
6240 | 48.67 | 0.36 | 0.9
6241 | 48.67 | 0.36 | 0.9
6242 | 48.67 | 0.36 | 0.9
6243 | 48.67 | 0.36 | 0.9
6244 | 48.67 | 0.36 | 0.9
6245 | 48.67 | 0.36 | 0.9
6246 | 48.67 | 0.36 | 0.9
6247 | 48.67 | 0.36 | 0.9
6248 | 48.67 | 0.36 | 0.9
6249 | 48.67 | 0.36 | 0.9
6250 | 48.67 | 0.36 | 0.9
6251 | 48.67 | 0.36 | 0.9
6252 | 48.67 | 0.36 | 0.9
6253 | 48.67 | 0.36 | 0.9
6254 | 48.67 | 0.36 | 0.9
6255 | 48.67 | 0.36 | 0.9
6256 | 48.67 | 0.36 | 0.9
6257 | 48.67 | 0.36 | 0.9
6258 | 48.67 | 0.36 | 0.9
6259 | 48.67 | 0.36 | 0.9
6260 | 48.67 | 0.36 | 0.9
6261 | 48.67 | 0.36 | 0.9
6262 | 48.67 | 0.36 | 0.9
6263 | 48.67 | 0.36 | 0.9
6264 | 48.67 | 0.36 | 0.9
6265 | 48.67 | 0.36 | 0.9
6266 | 48.67 | 0.36 | 0.9
6267 | 48.67 | 0.36 | 0.9
6268 | 48.67 | 0.36 | 0.9
6269 | 48.67 | 0.36 | 0.9
6270 | 48.67 | 0.36 | 0.9
6271 | 48.67 | 0.36 | 0.9
6272 | 48.67 | 0.36 | 0.9
6273 | 48.67 | 0.36 | 0.9
6274 | 48.67 | 0.36 | 0.9
6275 | 48.67 | 0.36 | 0.9
6276 | 48.67 | 0.36 | 0.9
6277 | 48.67 | 0.36 | 0.9
6278 | 48.67 | 0.36 | 0.9
6279 | 48.67 | 0.36 | 0.9
6280 | 48.67 | 0.36 | 0.9
6281 | 48.67 | 0.36 | 0.9
6282 | 48.67 | 0.36 | 0.9
6283 | 48.67 | 0.36 | 0.9
6284 | 48.67 | 0.36 | 0.9
6285 | 48.67 | 0.36 | 0.9
6286 | 48.67 | 0.36 | 0.9
6287 | 48.67 | 0.36 | 0.9
6288 | 48.67 | 0.36 | 0.9
6289 | 48.67 | 0.36 | 0.9
6290 | 48.67 | 0.36 | 0.9
6291 | 48.67 | 0.36 | 0.9
6292 | 48.67 | 0.36 | 0.9
6293 | 48.67 | 0.36 | 0.9
6294 | 48.67 | 0.36 | 0.9
6295 | 48.67 | 0.36 | 0.9
6296 | 48.67 | 0.36 | 0.9
6297 | 48.67 | 0.36 | 0.9
6298 | 48.67 | 0.36 | 0.9
6299 | 48.67 | 0.36 | 0.9
6300 | 48.67 | 0.36 | 0.9
6301 | 48.67 | 0.36 | 0.9
6302 | 48.67 | 0.36 | 0.9
6303 | 48.67 | 0.36 | 0.9
6304 | 48.67 | 0.36 | 0.9
6305 | 48.67 | 0.36 | 0.9
6306 | 48.67 | 0.36 | 0.9
6307 | 48.67 | 0.36 | 0.9
6308 | 48.67 | 0.36 | 0.9
6309 | 48.67 | 0.36 | 0.9
6310 | 48.67 | 0.36 | 0.9
6311 | 48.67 | 0.36 | 0.9
6312 | 48.67 | 0.36 | 0.9
6313 | 48.67 | 0.36 | 0.9
6314 | 48.67 | 0.36 | 0.9
6315 | 48.67 | 0.36 | 0.9
6316 | 48.67 | 0.36 | 0.9
6317 | 48.67 | 0.36 | 0.9
6318 | 48.67 | 0.36 | 0.9
6319 | 48.67 | 0.36 | 0.9
6320 | 48.67 | 0.36 | 0.9
6321 | 48.67 | 0.36 | 0.9
6322 | 48.67 | 0.36 | 0.9
6323 | 48.67 | 0.36 | 0.9
6324 | 48.67 | 0.36 | 0.9
6325 | 48.67 | 0.36 | 0.9
6326 | 48.67 | 0.36 | 0.9
6327 | 48.67 | 0.36 | 0.9
6328 | 48.67 | 0.36 | 0.9
6329 | 48.67 | 0.36 | 0.9
6330 | 48.67 | 0.36 | 0.9
6331 | 48.67 | 0.36 | 0.9
6332 | 48.67 | 0.36 | 0.9
6333 | 48.67 | 0.36 | 0.9
6334 | 48.67 | 0.36 | 0.9
6335 | 48.67 | 0.36 | 0.9
6336 | 48.67 | 0.36 | 0.9
6337 | 48.67 | 0.36 | 0.9
6338 | 48.67 | 0.36 | 0.9
6339 | 48.67 | 0.36 | 0.9
6340 | 48.67 | 0.36 | 0.9
6341 | 48.67 | 0.36 | 0.9
6342 | 48.67 | 0.36 | 0.9
6343 | 48.67 | 0.36 | 0.9
6344 | 48.67 | 0.36 | 0.9
6345 | 48.67 | 0.36 | 0.9
6346 | 48.67 | 0.36 | 0.9
6347 | 48.67 | 0.36 | 0.9
6348 | 48.67 | 0.36 | 0.9
6349 | 48.67 | 0.36 | 0.9
6350 | 48.67 | 0.36 | 0.9
6351 | 48.67 | 0.36 | 0.9
6352 | 48.67 | 0.36 | 0.9
6353 | 48.67 | 0.36 | 0.9
6354 | 48.67 | 0.36 | 0.9
6355 | 48.67 | 0.36 | 0.9
6356 | 48.67 | 0.36 | 0.9
6357 | 48.67 | 0.36 | 0.9
6358 | 48.67 | 0.36 | 0.9
6359 | 48.67 | 0.36 | 0.9
6360 | 48.67 | 0.36 | 0.9
6361 | 48.67 | 0.36 | 0.9
6362 | 48.67 | 0.36 | 0.9
6363 | 48.67 | 0.36 | 0.9
6364 | 48.67 | 0.36 | 0.9
6365 | 48.67 | 0.36 | 0.9
6366 | 48.67 | 0.36 | 0.9
6367 | 48.67 | 0.36 | 0.9
6368 | 48.67 | 0.36 | 0.9
6369 | 48.67 | 0.36 | 0.9
6370 | 48.67 | 0.36 | 0.9
6371 | 48.67 | 0.36 | 0.9
6372 | 48.67 | 0.36 | 0.9
6373 | 48.67 | 0.36 | 0.9
6374 | 48.67 | 0.36 | 0.9
6375 | 48.67 | 0.36 | 0.9
6376 | 48.67 | 0.36 | 0.9
6377 | 48.67 | 0.36 | 0.9
6378 | 48.67 | 0.36 | 0.9
6379 | 48.67 | 0.36 | 0.9
6380 | 48.67 | 0.36 | 0.9
6381 | 48.67 | 0.36 | 0.9
6382 | 48.67 | 0.36 | 0.9
6383 | 48.67 | 0.36 | 0.9
6384 | 48.67 | 0.36 | 0.9
6385 | 48.67 | 0.36 | 0.9
6386 | 48.67 | 0.36 | 0.9
6387 | 48.67 | 0.36 | 0.9
6388 | 48.67 | 0.36 | 0.9
6389 | 48.67 | 0.36 | 0.9
6390 | 48.67 | 0.36 | 0.9
6391 | 48.67 | 0.36 | 0.9
6392 | 48.67 | 0.36 | 0.9
6393 | 48.67 | 0.36 | 0.9
6394 | 48.67 | 0.36 | 0.9
6395 | 48.67 | 0.36 | 0.9
6396 | 48.67 | 0.36 | 0.9
6397 | 48.67 | 0.36 | 0.9
6398 | 48.67 | 0.36 | 0.9
6399 | 48.67 | 0.36 | 0.9
6400 | 48.67 | 0.36 | 0.9
6401 | 48.67 | 0.36 | 0.9
6402 | 48.67 | 0.36 | 0.9
6403 | 48.67 | 0.36 | 0.9
6404 | 48.67 | 0.36 | 0.9
6405 | 48.67 | 0.36 | 0.9
6406 | 48.67 | 0.36 | 0.9
6407 | 48.67 | 0.36 | 0.9
6408 | 48.67 | 0.36 | 0.9
6409 | 48.67 | 0.36 | 0.9
6410 | 48.67 | 0.36 | 0.9
6411 | 48.67 | 0.36 | 0.9
6412 | 48.67 | 0.36 | 0.9
6413 | 48.67 | 0.36 | 0.9
6414 | 48.67 | 0.36 | 0.9
6415 | 48.67 | 0.36 | 0.9
6416 | 48.67 | 0.36 | 0.9
6417 | 48.67 | 0.36 | 0.9
6418 | 48.67 | 0.36 | 0.9
6419 | 48.67 | 0.36 | 0.9
6420 | 48.67 | 0.36 | 0.9
6421 | 48.67 | 0.36 | 0.9
6422 | 48.67 | 0.36 | 0.9
6423 | 48.67 | 0.36 | 0.9
6424 | 48.67 | 0.36 | 0.9
6425 | 48.67 | 0.36 | 0.9
6426 | 48.67 | 0.36 | 0.9
6427 | 48.67 | 0.36 | 0.9
6428 | 48.67 | 0.36 | 0.9
6429 | 48.67 | 0.36 | 0.9
6430 | 48.67 | 0.36 | 0.9
6431 | 48.67 | 0.36 | 0.9
6432 | 48.67 | 0.36 | 0.9
6433 | 48.67 | 0.36 | 0.9
6434 | 48.67 | 0.36 | 0.9
6435 | 48.67 | 0.36 | 0.9
6436 | 48.67 | 0.36 | 0.9
6437 | 48.67 | 0.36 | 0.9
6438 | 48.67 | 0.36 | 0.9
6439 | 48.67 | 0.36 | 0.9
6440 | 48.67 | 0.36 | 0.9
6441 | 48.67 | 0.36 | 0.9
6442 | 48.67 | 0.36 | 0.9
6443 | 48.67 | 0.36 | 0.9
6444 | 48.67 | 0.36 | 0.9
6445 | 48.67 | 0.36 | 0.9
6446 | 48.67 | 0.36 | 0.9
6447 | 48.67 | 0.36 | 0.9
6448 | 48.67 | 0.36 | 0.9
6449 | 48.67 | 0.36 | 0.9
6450 | 48.67 | 0.36 | 0.9
6451 | 48.67 | 0.36 | 0.9
6452 | 48.67 | 0.36 | 0.9
6453 | 48.67 | 0.36 | 0.9
6454 | 48.67 | 0.36 | 0.9
6455 | 48.67 | 0.36 | 0.9
6456 | 48.67 | 0.36 | 0.9
6457 | 48.67 | 0.36 | 0.9
6458 | 48.67 | 0.36 | 0.9
6459 | 48.67 | 0.36 | 0.9
6460 | 48.67 | 0.36 | 0.9
6461 | 48.67 | 0.36 | 0.9
6462 | 48.67 | 0.36 | 0.9
6463 | 48.67 | 0.36 | 0.9
6464 | 48.67 | 0.36 | 0.9
6465 | 48.67 | 0.36 | 0.9
6466 | 48.67 | 0.36 | 0.9
6467 | 48.67 | 0.36 | 0.9
6468 | 48.67 | 0.36 | 0.9
6469 | 48.67 | 0.36 | 0.9
6470 | 48.67 | 0.36 | 0.9
6471 | 48.67 | 0.36 | 0.9
6472 | 48.67 | 0.36 | 0.9
6473 | 48.67 | 0.36 | 0.9
6474 | 48.67 | 0.36 | 0.9
6475 | 48.67 | 0.36 | 0.9
6476 | 48.67 | 0.36 | 0.9
6477 | 48.67 | 0.36 | 0.9
6478 | 48.67 | 0.36 | 0.9
6479 | 48.67 | 0.36 | 0.9
6480 | 48.67 | 0.36 | 0.9
6481 | 48.67 | 0.36 | 0.9
6482 | 48.67 | 0.36 | 0.9
6483 | 48.67 | 0.36 | 0.9
6484 | 48.67 | 0.36 | 0.9
6485 | 48.67 | 0.36 | 0.9
6486 | 48.67 | 0.36 | 0.9
6487 | 48.67 | 0.36 | 0.9
6488 | 48.67 | 0.36 | 0.9
6489 | 48.67 | 0.36 | 0.9
6490 | 48.67 | 0.36 | 0.9
6491 | 48.67 | 0.36 | 0.9
6492 | 48.67 | 0.36 | 0.9
6493 | 48.67 | 0.36 | 0.9
6494 | 48.67 | 0.36 | 0.9
6495 | 48.67 | 0.36 | 0.9
6496 | 48.67 | 0.36 | 0.9
6497 | 48.67 | 0.36 | 0.9
6498 | 48.67 | 0.36 | 0.9
6499 | 48.67 | 0.36 | 0.9
6500 | 48.67 | 0.36 | 0.9
6501 | 48.67 | 0.36 | 0.9
6502 | 48.67 | 0.36 | 0.9
6503 | 48.67 | 0.36 | 0.9
6504 | 48.67 | 0.36 | 0.9
6505 | 48.67 | 0.36 | 0.9
6506 | 48.67 | 0.36 | 0.9
6507 | 48.67 | 0.36 | 0.9
6508 | 48.67 | 0.36 | 0.9
6509 | 48.67 | 0.36 | 0.9
6510 | 48.67 | 0.36 | 0.9
6511 | 48.67 | 0.36 | 0.9
6512 | 48.67 | 0.36 | 0.9
6513 | 48.67 | 0.36 | 0.9
6514 | 48.67 | 0.36 | 0.9
6515 | 48.67 | 0.36 | 0.9
6516 | 48.67 | 0.36 | 0.9
6517 | 48.67 | 0.36 | 0.9
6518 | 48.67 | 0.36 | 0.9
6519 | 48.67 | 0.36 | 0.9
6520 | 48.67 | 0.36 | 0.9
6521 | 48.67 | 0.36 | 0.9
6522 | 48.67 | 0.36 | 0.9
6523 | 48.67 | 0.36 | 0.9
6524 | 48.67 | 0.36 | 0.9
6525 | 48.67 | 0.36 | 0.9
6526 | 48.67 | 0.36 | 0.9
6527 | 48.67 | 0.36 | 0.9
6528 | 48.67 | 0.36 | 0.9
6529 | 48.67 | 0.36 | 0.9
6530 | 48.67 | 0.36 | 0.9
6531 | 48.67 | 0.36 | 0.9
6532 | 48.67 | 0.36 | 0.9
6533 | 48.67 | 0.36 | 0.9
6534 | 48.67 | 0.36 | 0.9
6535 | 48.67 | 0.36 | 0.9
6536 | 48.67 | 0.36 | 0.9
6537 | 48.67 | 0.36 | 0.9
6538 | 48.67 | 0.36 | 0.9
6539 | 48.67 | 0.36 | 0.9
6540 | 48.67 | 0.36 | 0.9
6541 | 48.67 | 0.36 | 0.9
6542 | 48.67 | 0.36 | 0.9
6543 | 48.67 | 0.36 | 0.9
6544 | 48.67 | 0.36 | 0.9
6545 | 48.67 | 0.36 | 0.9
6546 | 48.67 | 0.36 | 0.9
6547 | 48.67 | 0.36 | 0.9
6548 | 48.67 | 0.36 | 0.9
6549 | 48.67 | 0.36 | 0.9
6550 | 48.67 | 0.36 | 0.9
6551 | 48.67 | 0.36 | 0.9
6552 | 48.67 | 0.36 | 0.9
6553 | 48.67 | 0.36 | 0.9
6554 | 48.67 | 0.36 | 0.9
6555 | 48.67 | 0.36 | 0.9
6556 | 48.67 | 0.36 | 0.9
6557 | 48.67 | 0.36 | 0.9
6558 | 48.67 | 0.36 | 0.9
6559 | 48.67 | 0.36 | 0.9
6560 | 48.67 | 0.36 | 0.9
6561 | 48.67 | 0.36 | 0.9
6562 | 48.67 | 0.36 | 0.9
6563 | 48.67 | 0.36 | 0.9
6564 | 48.67 | 0.36 | 0.9
6565 | 48.67 | 0.36 | 0.9
6566 | 48.67 | 0.36 | 0.9
6567 | 48.67 | 0.36 | 0.9
6568 | 48.67 | 0.36 | 0.9
6569 | 48.67 | 0.36 | 0.9
6570 | 48.67 | 0.36 | 0.9
6571 | 48.67 | 0.36 | 0.9
6572 | 48.67 | 0.36 | 0.9
6573 | 48.67 | 0.36 | 0.9
6574 | 48.67 | 0.36 | 0.9
6575 | 48.67 | 0.36 | 0.9
6576 | 48.67 | 0.36 | 0.9
6577 | 48.67 | 0.36 | 0.9
6578 | 48.67 | 0.36 | 0.9
6579 | 48.67 | 0.36 | 0.9
6580 | 48.67 | 0.36 | 0.9
6581 | 48.67 | 0.36 | 0.9
6582 | 48.67 | 0.36 | 0.9
6583 | 48.67 | 0.36 | 0.9
6584 | 48.67 | 0.36 | 0.9
6585 | 48.67 | 0.36 | 0.9
6586 | 48.67 | 0.36 | 0.9
6587 | 48.67 | 0.36 | 0.9
6588 | 48.67 | 0.36 | 0.9
6589 | 48.67 | 0.36 | 0.9
6590 | 48.67 | 0.36 | 0.9
6591 | 48.67 | 0.36 | 0.9
6592 | 48.67 | 0.36 | 0.9
6593 | 48.67 | 0.36 | 0.9
6594 | 48.67 | 0.36 | 0.9
6595 | 48.67 | 0.36 | 0.9
6596 | 48.67 | 0.36 | 0.9
6597 | 48.67 | 0.36 | 0.9
6598 | 48.67 | 0.36 | 0.9
6599 | 48.67 | 0.36 | 0.9
6600 | 48.67 | 0.36 | 0.9
6601 | 48.67 | 0.36 | 0.9
6602 | 48.67 | 0.36 | 0.9
6603 | 48.67 | 0.36 | 0.9
6604 | 48.67 | 0.36 | 0.9
6605 | 48.67 | 0.36 | 0.9
6606 | 48.67 | 0.36 | 0.9
6607 | 48.67 | 0.36 | 0.9
6608 | 48.67 | 0.36 | 0.9
6609 | 48.67 | 0.36 | 0.9
6610 | 48.67 | 0.36 | 0.9
6611 | 48.67 | 0.36 | 0.9
6612 | 48.67 | 0.36 | 0.9
6613 | 48.67 | 0.36 | 0.9
6614 | 48.67 | 0.36 | 0.9
6615 | 48.67 | 0.36 | 0.9
6616 | 48.67 | 0.36 | 0.9
6617 | 48.67 | 0.36 | 0.9
6618 | 48.67 | 0.36 | 0.9
6619 | 48.67 | 0.36 | 0.9
6620 | 48.67 | 0.36 | 0.9
6621 | 48.67 | 0.36 | 0.9
6622 | 48.67 | 0.36 | 0.9
6623 | 48.67 | 0.36 | 0.9
6624 | 48.67 | 0.36 | 0.9
6625 | 48.67 | 0.36 | 0.9
6626 | 48.67 | 0.36 | 0.9
6627 | 48.67 | 0.36 | 0.9
6628 | 48.67 | 0.36 | 0.9
6629 | 48.67 | 0.36 | 0.9
6630 | 48.67 | 0.36 | 0.9
6631 | 48.67 | 0.36 | 0.9
6632 | 48.67 | 0.36 | 0.9
6633 | 48.67 | 0.36 | 0.9
6634 | 48.67 | 0.36 | 0.9
6635 | 48.67 | 0.36 | 0.9
6636 | 48.67 | 0.36 | 0.9
6637 | 48.67 | 0.36 | 0.9
6638 | 48.67 | 0.36 | 0.9
6639 | 48.67 | 0.36 | 0.9
6640 | 48.67 | 0.36 | 0.9
6641 | 48.67 | 0.36 | 0.9
6642 | 48.67 | 0.36 | 0.9
6643 | 48.67 | 0.36 | 0.9
6644 | 48.67 | 0.36 | 0.9
6645 | 48.67 | 0.36 | 0.9
6646 | 48.67 | 0.36 | 0.9
6647 | 48.67 | 0.36 | 0.9
6648 | 48.67 | 0.36 | 0.9
6649 | 48.67 | 0.36 | 0.9
6650 | 48.67 | 0.36 | 0.9
6651 | 48.67 | 0.36 | 0.9
6652 | 48.67 | 0.36 | 0.9
6653 | 48.67 | 0.36 | 0.9
6654 | 48.67 | 0.36 | 0.9
6655 | 48.67 | 0.36 | 0.9
6656 | 48.67 | 0.36 | 0.9
6657 | 48.67 | 0.36 | 0.9
6658 | 48.67 | 0.36 | 0.9
6659 | 48.67 | 0.36 | 0.9
6660 | 48.67 | 0.36 | 0.9
6661 | 48.67 | 0.36 | 0.9
6662 | 48.67 | 0.36 | 0.9
6663 | 48.67 | 0.36 | 0.9
6664 | 48.67 | 0.36 | 0.9
6665 | 48.67 | 0.36 | 0.9
6666 | 48.67 | 0.36 | 0.9
6667 | 48.67 | 0.36 | 0.9
6668 | 48.67 | 0.36 | 0.9
6669 | 48.67 | 0.36 | 0.9
6670 | 48.67 | 0.36 | 0.9
6671 | 48.67 | 0.36 | 0.9
6672 | 48.67 | 0.36 | 0.9
6673 | 48.67 | 0.36 | 0.9
6674 | 48.67 | 0.36 | 0.9
6675 | 48.67 | 0.36 | 0.9
6676 | 48.67 | 0.36 | 0.9
6677 | 48.67 | 0.36 | 0.9
6678 | 48.67 | 0.36 | 0.9
6679 | 48.67 | 0.36 | 0.9
6680 | 48.67 | 0.36 | 0.9
6681 | 48.67 | 0.36 | 0.9
6682 | 48.67 | 0.36 | 0.9
6683 | 48.67 | 0.36 | 0.9
6684 | 48.67 | 0.36 | 0.9
6685 | 48.67 | 0.36 | 0.9
6686 | 48.67 | 0.36 | 0.9
6687 | 48.67 | 0.36 | 0.9
6688 | 48.67 | 0.36 | 0.9
6689 | 48.67 | 0.36 | 0.9
6690 | 48.67 | 0.36 | 0.9
6691 | 48.67 | 0.36 | 0.9
6692 | 48.67 | 0.36 | 0.9
6693 | 48.67 | 0.36 | 0.9
6694 | 48.67 | 0.36 | 0.9
6695 | 48.67 | 0.36 | 0.9
6696 | 48.67 | 0.36 | 0.9
6697 | 48.67 | 0.36 | 0.9
6698 | 48.67 | 0.36 | 0.9
6699 | 48.67 | 0.36 | 0.9
6700 | 48.67 | 0.36 | 0.9
6701 | 48.67 | 0.36 | 0.9
6702 | 48.67 | 0.36 | 0.9
6703 | 48.67 | 0.36 | 0.9
6704 | 48.67 | 0.36 | 0.9
6705 | 48.67 | 0.36 | 0.9
6706 | 48.67 | 0.36 | 0.9
6707 | 48.67 | 0.36 | 0.9
6708 | 48.67 | 0.36 | 0.9
6709 | 48.67 | 0.36 | 0.9
6710 | 48.67 | 0.36 | 0.9
6711 | 48.67 | 0.36 | 0.9
6712 | 48.67 | 0.36 | 0.9
6713 | 48.67 | 0.36 | 0.9
6714 | 48.67 | 0.36 | 0.9
6715 | 48.67 | 0.36 | 0.9
6716 | 48.67 | 0.36 | 0.9
6717 | 48.67 | 0.36 | 0.9
6718 | 48.67 | 0.36 | 0.9
6719 | 48.67 | 0.36 | 0.9
6720 | 48.67 | 0.36 | 0.9
6721 | 48.67 | 0.36 | 0.9
6722 | 48.67 | 0.36 | 0.9
6723 | 48.67 | 0.36 | 0.9
6724 | 48.67 | 0.36 | 0.9
6725 | 48.67 | 0.36 | 0.9
6726 | 48.67 | 0.36 | 0.9
6727 | 48.67 | 0.36 | 0.9
6728 | 48.67 | 0.36 | 0.9
6729 | 48.67 | 0.36 | 0.9
6730 | 48.67 | 0.36 | 0.9
6731 | 48.67 | 0.36 | 0.9
6732 | 48.67 | 0.36 | 0.9
6733 | 48.67 | 0.36 | 0.9
6734 | 48.67 | 0.36 | 0.9
6735 | 48.67 | 0.36 | 0.9
6736 | 48.67 | 0.36 | 0.9
6737 | 48.67 | 0.36 | 0.9
6738 | 48.67 | 0.36 | 0.9
6739 | 48.67 | 0.36 | 0.9
6740 | 48.67 | 0.36 | 0.9
6741 | 48.67 | 0.36 | 0.9
6742 | 48.67 | 0.36 | 0.9
6743 | 48.67 | 0.36 | 0.9
6744 | 48.67 | 0.36 | 0.9
6745 | 48.67 | 0.36 | 0.9
6746 | 48.67 | 0.36 | 0.9
6747 | 48.67 | 0.36 | 0.9
6748 | 48.67 | 0.36 | 0.9
6749 | 48.67 | 0.36 | 0.9
6750 | 48.67 | 0.36 | 0.9
6751 | 48.67 | 0.36 | 0.9
6752 | 48.67 | 0.36 | 0.9
6753 | 48.67 | 0.36 | 0.9
6754 | 48.67 | 0.36 | 0.9
6755 | 48.67 | 0.36 | 0.9
6756 | 48.67 | 0.36 | 0.9
6757 | 48.67 | 0.36 | 0.9
6758 | 48.67 | 0.36 | 0.9
6759 | 48.67 | 0.36 | 0.9
6760 | 48.67 | 0.36 | 0.9
6761 | 48.67 | 0.36 | 0.9
6762 | 48.67 | 0.36 | 0.9
6763 | 48.67 | 0.36 | 0.9
6764 | 48.67 | 0.36 | 0.9
6765 | 48.67 | 0.36 | 0.9
6766 | 48.67 | 0.36 | 0.9
6767 | 48.67 | 0.36 | 0.9
6768 | 48.67 | 0.36 | 0.9
6769 | 48.67 | 0.36 | 0.9
6770 | 48.67 | 0.36 | 0.9
6771 | 48.67 | 0.36 | 0.9
6772 | 48.67 | 0.36 | 0.9
6773 | 48.67 | 0.36 | 0.9
6774 | 48.67 | 0.36 | 0.9
6775 | 48.67 | 0.36 | 0.9
6776 | 48.67 | 0.36 | 0.9
6777 | 48.67 | 0.36 | 0.9
6778 | 48.67 | 0.36 | 0.9
6779 | 48.67 | 0.36 | 0.9
6780 | 48.67 | 0.36 | 0.9
6781 | 48.67 | 0.36 | 0.9
6782 | 48.67 | 0.36 | 0.9
6783 | 48.67 | 0.36 | 0.9
6784 | 48.67 | 0.36 | 0.9
6785 | 48.67 | 0.36 | 0.9
6786 | 48.67 | 0.36 | 0.9
6787 | 48.67 | 0.36 | 0.9
6788 | 48.67 | 0.36 | 0.9
6789 | 48.67 | 0.36 | 0.9
6790 | 48.67 | 0.36 | 0.9
6791 | 48.67 | 0.36 | 0.9
6792 | 48.67 | 0.36 | 0.9
6793 | 48.67 | 0.36 | 0.9
6794 | 48.67 | 0.36 | 0.9
6795 | 48.67 | 0.36 | 0.9
6796 | 48.67 | 0.36 | 0.9
6797 | 48.67 | 0.36 | 0.9
6798 | 48.67 | 0.36 | 0.9
6799 | 48.67 | 0.36 | 0.9
6800 | 48.67 | 0.36 | 0.9
6801 | 48.67 | 0.36 | 0.9
6802 | 48.67 | 0.36 | 0.9
6803 | 48.67 | 0.36 | 0.9
6804 | 48.67 | 0.36 | 0.9
6805 | 48.67 | 0.36 | 0.9
6806 | 48.67 | 0.36 | 0.9
6807 | 48.67 | 0.36 | 0.9
6808 | 48.67 | 0.36 | 0.9
6809 | 48.67 | 0.36 | 0.9
6810 | 48.67 | 0.36 | 0.9
6811 | 48.67 | 0.36 | 0.9
6812 | 48.67 | 0.36 | 0.9
6813 | 48.67 | 0.36 | 0.9
6814 | 48.67 | 0.36 | 0.9
6815 | 48.67 | 0.36 | 0.9
6816 | 48.67 | 0.36 | 0.9
6817 | 48.67 | 0.36 | 0.9
6818 | 48.67 | 0.36 | 0.9
6819 | 48.67 | 0.36 | 0.9
6820 | 48.67 | 0.36 | 0.9
6821 | 48.67 | 0.36 | 0.9
6822 | 48.67 | 0.36 | 0.9
6823 | 48.67 | 0.36 | 0.9
6824 | 48.67 | 0.36 | 0.9
6825 | 48.67 | 0.36 | 0.9
6826 | 48.67 | 0.36 | 0.9
6827 | 48.67 | 0.36 | 0.9
6828 | 48.67 | 0.36 | 0.9
6829 | 48.67 | 0.36 | 0.9
6830 | 48.67 | 0.36 | 0.9
6831 | 48.67 | 0.36 | 0.9
6832 | 48.67 | 0.36 | 0.9
6833 | 48.67 | 0.36 | 0.9
6834 | 48.67 | 0.36 | 0.9
6835 | 48.67 | 0.36 | 0.9
6836 | 48.67 | 0.36 | 0.9
6837 | 48.67 | 0.36 | 0.9
6838 | 48.67 | 0.36 | 0.9
6839 | 48.67 | 0.36 | 0.9
6840 | 48.67 | 0.36 | 0.9
6841 | 48.67 | 0.36 | 0.9
6842 | 48.67 | 0.36 | 0.9
6843 | 48.67 | 0.36 | 0.9
6844 | 48.67 | 0.36 | 0.9
6845 | 48.67 | 0.36 | 0.9
6846 | 48.67 | 0.36 | 0.9
6847 | 48.67 | 0.36 | 0.9
6848 | 48.67 | 0.36 | 0.9
6849 | 48.67 | 0.36 | 0.9
6850 | 48.67 | 0.36 | 0.9
6851 | 48.67 | 0.36 | 0.9
6852 | 48.67 | 0.36 | 0.9
6853 | 48.67 | 0.36 | 0.9
6854 | 48.67 | 0.36 | 0.9
6855 | 48.67 | 0.36 | 0.9
6856 | 48.67 | 0.36 | 0.9
6857 | 48.67 | 0.36 | 0.9
6858 | 48.67 | 0.36 | 0.9
6859 | 48.67 | 0.36 | 0.9
6860 | 48.67 | 0.36 | 0.9
6861 | 48.67 | 0.36 | 0.9
6862 | 48.67 | 0.36 | 0.9
6863 | 48.67 | 0.36 | 0.9
6864 | 48.67 | 0.36 | 0.9
6865 | 48.67 | 0.36 | 0.9
6866 | 48.67 | 0.36 | 0.9
6867 | 48.67 | 0.36 | 0.9
6868 | 48.67 | 0.36 | 0.9
6869 | 48.67 | 0.36 | 0.9
6870 | 48.67 | 0.36 | 0.9
6871 | 48.67 | 0.36 | 0.9
6872 | 48.67 | 0.36 | 0.9
6873 | 48.67 | 0.36 | 0.9
6874 | 48.67 | 0.36 | 0.9
6875 | 48.67 | 0.36 | 0.9
6876 | 48.67 | 0.36 | 0.9
6877 | 48.67 | 0.36 | 0.9
6878 | 48.67 | 0.36 | 0.9
6879 | 48.67 | 0.36 | 0.9
6880 | 48.67 | 0.36 | 0.9
6881 | 48.67 | 0.36 | 0.9
6882 | 48.67 | 0.36 | 0.9
6883 | 48.67 | 0.36 | 0.9
6884 | 48.67 | 0.36 | 0.9
6885 | 48.67 | 0.36 | 0.9
6886 | 48.67 | 0.36 | 0.9
6887 | 48.67 | 0.36 | 0.9
6888 | 48.67 | 0.36 | 0.9
6889 | 48.67 | 0.36 | 0.9
6890 | 48.67 | 0.36 | 0.9
6891 | 48.67 | 0.36 | 0.9
6892 | 48.67 | 0.36 | 0.9
6893 | 48.67 | 0.36 | 0.9
6894 | 48.67 | 0.36 | 0.9
6895 | 48.67 | 0.36 | 0.9
6896 | 48.67 | 0.36 | 0.9
6897 | 48.67 | 0.36 | 0.9
6898 | 48.67 | 0.36 | 0.9
6899 | 48.67 | 0.36 | 0.9
6900 | 48.67 | 0.36 | 0.9
6901 | 48.67 | 0.36 | 0.9
6902 | 48.67 | 0.36 | 0.9
6903 | 48.67 | 0.36 | 0.9
6904 | 48.67 | 0.36 | 0.9
6905 | 48.67 | 0.36 | 0.9
6906 | 48.67 | 0.36 | 0.9
6907 | 48.67 | 0.36 | 0.9
6908 | 48.67 | 0.36 | 0.9
6909 | 48.67 | 0.36 | 0.9
6910 | 48.67 | 0.36 | 0.9
6911 | 48.67 | 0.36 | 0.9
6912 | 48.67 | 0.36 | 0.9
6913 | 48.67 | 0.36 | 0.9
6914 | 48.67 | 0.36 | 0.9
6915 | 48.67 | 0.36 | 0.9
6916 | 48.67 | 0.36 | 0.9
6917 | 48.67 | 0.36 | 0.9
6918 | 48.67 | 0.36 | 0.9
6919 | 48.67 | 0.36 | 0.9
6920 | 48.67 | 0.36 | 0.9
6921 | 48.67 | 0.36 | 0.9
6922 | 48.67 | 0.36 | 0.9
6923 | 48.67 | 0.36 | 0.9
6924 | 48.67 | 0.36 | 0.9
6925 | 48.67 | 0.36 | 0.9
6926 | 48.67 | 0.36 | 0.9
6927 | 48.67 | 0.36 | 0.9
6928 | 48.67 | 0.36 | 0.9
6929 | 48.67 | 0.36 | 0.9
6930 | 48.67 | 0.36 | 0.9
6931 | 48.67 | 0.36 | 0.9
6932 | 48.67 | 0.36 | 0.9
6933 | 48.67 | 0.36 | 0.9
6934 | 48.67 | 0.36 | 0.9
6935 | 48.67 | 0.36 | 0.9
6936 | 48.67 | 0.36 | 0.9
6937 | 48.67 | 0.36 | 0.9
6938 | 48.67 | 0.36 | 0.9
6939 | 48.67 | 0.36 | 0.9
6940 | 48.67 | 0.36 | 0.9
6941 | 48.67 | 0.36 | 0.9
6942 | 48.67 | 0.36 | 0.9
6943 | 48.67 | 0.36 | 0.9
6944 | 48.67 | 0.36 | 0.9
6945 | 48.67 | 0.36 | 0.9
6946 | 48.67 | 0.36 | 0.9
6947 | 48.67 | 0.36 | 0.9
6948 | 48.67 | 0.36 | 0.9
6949 | 48.67 | 0.36 | 0.9
6950 | 48.67 | 0.36 | 0.9
6951 | 48.67 | 0.36 | 0.9
6952 | 48.67 | 0.36 | 0.9
6953 | 48.67 | 0.36 | 0.9
6954 | 48.67 | 0.36 | 0.9
6955 | 48.67 | 0.36 | 0.9
6956 | 48.67 | 0.36 | 0.9
6957 | 48.67 | 0.36 | 0.9
6958 | 48.67 | 0.36 | 0.9
6959 | 48.67 | 0.36 | 0.9
6960 | 48.67 | 0.36 | 0.9
6961 | 48.67 | 0.36 | 0.9
6962 | 48.67 | 0.36 | 0.9
6963 | 48.67 | 0.36 | 0.9
6964 | 48.67 | 0.36 | 0.9
6965 | 48.67 | 0.36 | 0.9
6966 | 48.67 | 0.36 | 0.9
6967 | 48.67 | 0.36 | 0.9
6968 | 48.67 | 0.36 | 0.9
6969 | 48.67 | 0.36 | 0.9
6970 | 48.67 | 0.36 | 0.9
6971 | 48.67 | 0.36 | 0.9
6972 | 48.67 | 0.36 | 0.9
6973 | 48.67 | 0.36 | 0.9
6974 | 48.67 | 0.36 | 0.9
6975 | 48.67 | 0.36 | 0.9
6976 | 48.67 | 0.36 | 0.9
6977 | 48.67 | 0.36 | 0.9
6978 | 48.67 | 0.36 | 0.9
6979 | 48.67 | 0.36 | 0.9
6980 | 48.67 | 0.36 | 0.9
6981 | 48.67 | 0.36 | 0.9
6982 | 48.67 | 0.36 | 0.9
6983 | 48.67 | 0.36 | 0.9
6984 | 48.67 | 0.36 | 0.9
6985 | 48.67 | 0.36 | 0.9
6986 | 48.67 | 0.36 | 0.9
6987 | 48.67 | 0.36 | 0.9
6988 | 48.67 | 0.36 | 0.9
6989 | 48.67 | 0.36 | 0.9
6990 | 48.67 | 0.36 | 0.9
6991 | 48.67 | 0.36 | 0.9
6992 | 48.67 | 0.36 | 0.9
6993 | 48.67 | 0.36 | 0.9
6994 | 48.67 | 0.36 | 0.9
6995 | 48.67 | 0.36 | 0.9
6996 | 48.67 | 0.36 | 0.9
6997 | 48.67 | 0.36 | 0.9
6998 | 48.67 | 0.36 | 0.9
6999 | 48.67 | 0.36 | 0.9
7000 | 48.67 | 0.36 | 0.9
7001 | 48.67 | 0.36 | 0.9
7002 | 48.67 | 0.36 | 0.9
7003 | 48.67 | 0.36 | 0.9
7004 | 48.67 | 0.36 | 0.9
7005 | 48.67 | 0.36 | 0.9
7006 | 48.67 | 0.36 | 0.9
7007 | 48.67 | 0.36 | 0.9
7008 | 48.67 | 0.36 | 0.9
7009 | 48.67 | 0.36 | 0.9
7010 | 48.67 | 0.36 | 0.9
7011 | 48.67 | 0.36 | 0.9
7012 | 48.67 | 0.36 | 0.9
7013 | 48.67 | 0.36 | 0.9
7014 | 48.67 | 0.36 | 0.9
7015 | 48.67 | 0.36 | 0.9
7016 | 48.67 | 0.36 | 0.9
7017 | 48.67 | 0.36 | 0.9
7018 | 48.67 | 0.36 | 0.9
7019 | 48.67 | 0.36 | 0.9
7020 | 48.67 | 0.36 | 0.9
7021 | 48.67 | 0.36 | 0.9
7022 | 48.67 | 0.36 | 0.9
7023 | 48.67 | 0.36 | 0.9
7024 | 48.67 | 0.36 | 0.9
7025 | 48.67 | 0.36 | 0.9
7026 | 48.67 | 0.36 | 0.9
7027 | 48.67 | 0.36 | 0.9
7028 | 48.67 | 0.36 | 0.9
7029 | 48.67 | 0.36 | 0.9
7030 | 48.67 | 0.36 | 0.9
7031 | 48.67 | 0.36 | 0.9
7032 | 48.67 | 0.36 | 0.9
7033 | 48.67 | 0.36 | 0.9
7034 | 48.67 | 0.36 | 0.9
7035 | 48.67 | 0.36 | 0.9
7036 | 48.67 | 0.36 | 0.9
7037 | 48.67 | 0.36 | 0.9
7038 | 48.67 | 0.36 | 0.9
7039 | 48.67 | 0.36 | 0.9
7040 | 48.67 | 0.36 | 0.9
7041 | 48.67 | 0.36 | 0.9
7042 | 48.67 | 0.36 | 0.9
7043 | 48.67 | 0.36 | 0.9
7044 | 48.67 | 0.36 | 0.9
7045 | 48.67 | 0.36 | 0.9
7046 | 48.67 | 0.36 | 0.9
7047 | 48.67 | 0.36 | 0.9
7048 | 48.67 | 0.36 | 0.9
7049 | 48.67 | 0.36 | 0.9
7050 | 48.67 | 0.36 | 0.9
7051 | 48.67 | 0.36 | 0.9
7052 | 48.67 | 0.36 | 0.9
7053 | 48.67 | 0.36 | 0.9
7054 | 48.67 | 0.36 | 0.9
7055 | 48.67 | 0.36 | 0.9
7056 | 48.67 | 0.36 | 0.9
7057 | 48.67 | 0.36 | 0.9
7058 | 48.67 | 0.36 | 0.9
7059 | 48.67 | 0.36 | 0.9
7060 | 48.67 | 0.36 | 0.9
7061 | 48.67 | 0.36 | 0.9
7062 | 48.67 | 0.36 | 0.9
7063 | 48.67 | 0.36 | 0.9
7064 | 48.67 | 0.36 | 0.9
7065 | 48.67 | 0.36 | 0.9
7066 | 48.67 | 0.36 | 0.9
7067 | 48.67 | 0.36 | 0.9
7068 | 48.67 | 0.36 | 0.9
7069 | 48.67 | 0.36 | 0.9
7070 | 48.67 | 0.36 | 0.9
7071 | 48.67 | 0.36 | 0.9
7072 | 48.67 | 0.36 | 0.9
7073 | 48.67 | 0.36 | 0.9
7074 | 48.67 | 0.36 | 0.9
7075 | 48.67 | 0.36 | 0.9
7076 | 48.67 | 0.36 | 0.9
7077 | 48.67 | 0.36 | 0.9
7078 | 48.67 | 0.36 | 0.9
7079 | 48.67 | 0.36 | 0.9
7080 | 48.67 | 0.36 | 0.9
7081 | 48.67 | 0.36 | 0.9
7082 | 48.67 | 0.36 | 0.9
7083 | 48.67 | 0.36 | 0.9
7084 | 48.67 | 0.36 | 0.9
7085 | 48.67 | 0.36 | 0.9
7086 | 48.67 | 0.36 | 0.9
7087 | 48.67 | 0.36 | 0.9
7088 | 48.67 | 0.36 | 0.9
7089 | 48.67 | 0.36 | 0.9
7090 | 48.67 | 0.36 | 0.9
7091 | 48.67 | 0.36 | 0.9
7092 | 48.67 | 0.36 | 0.9
7093 | 48.67 | 0.36 | 0.9
7094 | 48.67 | 0.36 | 0.9
7095 | 48.67 | 0.36 | 0.9
7096 | 48.67 | 0.36 | 0.9
7097 | 48.67 | 0.36 | 0.9
7098 | 48.67 | 0.36 | 0.9
7099 | 48.67 | 0.36 | 0.9
7100 | 48.67 | 0.36 | 0.9
7101 | 48.67 | 0.36 | 0.9
7102 | 48.67 | 0.36 | 0.9
7103 | 48.67 | 0.36 | 0.9
7104 | 48.67 | 0.36 | 0.9
7105 | 48.67 | 0.36 | 0.9
7106 | 48.67 | 0.36 | 0.9
7107 | 48.67 | 0.36 | 0.9
7108 | 48.67 | 0.36 | 0.9
7109 | 48.67 | 0.36 | 0.9
7110 | 48.67 | 0.36 | 0.9
7111 | 48.67 | 0.36 | 0.9
7112 | 48.67 | 0.36 | 0.9
7113 | 48.67 | 0.36 | 0.9
7114 | 48.67 | 0.36 | 0.9
7115 | 48.67 | 0.36 | 0.9
7116 | 48.67 | 0.36 | 0.9
7117 | 48.67 | 0.36 | 0.9
7118 | 48.67 | 0.36 | 0.9
7119 | 48.67 | 0.36 | 0.9
7120 | 48.67 | 0.36 | 0.9
7121 | 48.67 | 0.36 | 0.9
7122 | 48.67 | 0.36 | 0.9
7123 | 48.67 | 0.36 | 0.9
7124 | 48.67 | 0.36 | 0.9
7125 | 48.67 | 0.36 | 0.9
7126 | 48.67 | 0.36 | 0.9
7127 | 48.67 | 0.36 | 0.9
7128 | 48.67 | 0.36 | 0.9
7129 | 48.67 | 0.36 | 0.9
7130 | 48.67 | 0.36 | 0.9
7131 | 48.67 | 0.36 | 0.9
7132 | 48.67 | 0.36 | 0.9
7133 | 48.67 | 0.36 | 0.9
7134 | 48.67 | 0.36 | 0.9
7135 | 48.67 | 0.36 | 0.9
7136 | 48.67 | 0.36 | 0.9
7137 | 48.67 | 0.36 | 0.9
7138 | 48.67 | 0.36 | 0.9
7139 | 48.67 | 0.36 | 0.9
7140 | 48.67 | 0.36 | 0.9
7141 | 48.67 | 0.36 | 0.9
7142 | 48.67 | 0.36 | 0.9
7143 | 48.67 | 0.36 | 0.9
7144 | 48.67 | 0.36 | 0.9
7145 | 48.67 | 0.36 | 0.9
7146 | 48.67 | 0.36 | 0.9
7147 | 48.67 | 0.36 | 0.9
7148 | 48.67 | 0.36 | 0.9
7149 | 48.67 | 0.36 | 0.9
7150 | 48.67 | 0.36 | 0.9
7151 | 48.67 | 0.36 | 0.9
7152 | 48.67 | 0.36 | 0.9
7153 | 48.67 | 0.36 | 0.9
7154 | 48.67 | 0.36 | 0.9
7155 | 48.67 | 0.36 | 0.9
7156 | 48.67 | 0.36 | 0.9
7157 | 48.67 | 0.36 | 0.9
7158 | 48.67 | 0.36 | 0.9
7159 | 48.67 | 0.36 | 0.9
7160 | 48.67 | 0.36 | 0.9
7161 | 48.67 | 0.36 | 0.9
7162 | 48.67 | 0.36 | 0.9
7163 | 48.67 | 0.36 | 0.9
7164 | 48.67 | 0.36 | 0.9
7165 | 48.67 | 0.36 | 0.9
7166 | 48.67 | 0.36 | 0.9
7167 | 48.67 | 0.36 | 0.9
7168 | 48.67 | 0.36 | 0.9
7169 | 48.67 | 0.36 | 0.9
7170 | 48.67 | 0.36 | 0.9
7171 | 48.67 | 0.36 | 0.9
7172 | 48.67 | 0.36 | 0.9
7173 | 48.67 | 0.36 | 0.9
7174 | 48.67 | 0.36 | 0.9
7175 | 48.67 | 0.36 | 0.9
7176 | 48.67 | 0.36 | 0.9
7177 | 48.67 | 0.36 | 0.9
7178 | 48.67 | 0.36 | 0.9
7179 | 48.67 | 0.36 | 0.9
7180 | 48.67 | 0.36 | 0.9
7181 | 48.67 | 0.36 | 0.9
7182 | 48.67 | 0.36 | 0.9
7183 | 48.67 | 0.36 | 0.9
7184 | 48.67 | 0.36 | 0.9
7185 | 48.67 | 0.36 | 0.9
7186 | 48.67 | 0.36 | 0.9
7187 | 48.67 | 0.36 | 0.9
7188 | 48.67 | 0.36 | 0.9
7189 | 48.67 | 0.36 | 0.9
7190 | 48.67 | 0.36 | 0.9
7191 | 48.67 | 0.36 | 0.9
7192 | 48.67 | 0.36 | 0.9
7193 | 48.67 | 0.36 | 0.9
7194 | 48.67 | 0.36 | 0.9
7195 | 48.67 | 0.36 | 0.9
7196 | 48.67 | 0.36 | 0.9
7197 | 48.67 | 0.36 | 0.9
7198 | 48.67 | 0.36 | 0.9
7199 | 48.67 | 0.36 | 0.9
7200 | 48.67 | 0.36 | 0.9
7201 | 48.67 | 0.36 | 0.9
7202 | 48.67 | 0.36 | 0.9
7203 | 48.67 | 0.36 | 0.9
7204 | 48.67 | 0.36 | 0.9
7205 | 48.67 | 0.36 | 0.9
7206 | 48.67 | 0.36 | 0.9
7207 | 48.67 | 0.36 | 0.9
7208 | 48.67 | 0.36 | 0.9
7209 | 48.67 | 0.36 | 0.9
7210 | 48.67 | 0.36 | 0.9
7211 | 48.67 | 0.36 | 0.9
7212 | 48.67 | 0.36 | 0.9
7213 | 48.67 | 0.36 | 0.9
7214 | 48.67 | 0.36 | 0.9
7215 | 48.67 | 0.36 | 0.9
7216 | 48.67 | 0.36 | 0.9
7217 | 48.67 | 0.36 | 0.9
7218 | 48.67 | 0.36 | 0.9
7219 | 48.67 | 0.36 | 0.9
7220 | 48.67 | 0.36 | 0.9
7221 | 48.67 | 0.36 | 0.9
7222 | 48.67 | 0.36 | 0.9
7223 | 48.67 | 0.36 | 0.9
7224 | 48.67 | 0.36 | 0.9
7225 | 48.67 | 0.36 | 0.9
7226 | 48.67 | 0.36 | 0.9
7227 | 48.67 | 0.36 | 0.9
7228 | 48.67 | 0.36 | 0.9
7229 | 48.67 | 0.36 | 0.9
7230 | 48.67 | 0.36 | 0.9
7231 | 48.67 | 0.36 | 0.9
7232 | 48.67 | 0.36 | 0.9
7233 | 48.67 | 0.36 | 0.9
7234 | 48.67 | 0.36 | 0.9
7235 | 48.67 | 0.36 | 0.9
7236 | 48.67 | 0.36 | 0.9
7237 | 48.67 | 0.36 | 0.9
7238 | 48.67 | 0.36 | 0.9
7239 | 48.67 | 0.36 | 0.9
7240 | 48.67 | 0.36 | 0.9
7241 | 48.67 | 0.36 | 0.9
7242 | 48.67 | 0.36 | 0.9
7243 | 48.67 | 0.36 | 0.9
7244 | 48.67 | 0.36 | 0.9
7245 | 48.67 | 0.36 | 0.9
7246 | 48.67 | 0.36 | 0.9
7247 | 48.67 | 0.36 | 0.9
7248 | 48.67 | 0.36 | 0.9
7249 | 48.67 | 0.36 | 0.9
7250 | 48.67 | 0.36 | 0.9
7251 | 48.67 | 0.36 | 0.9
7252 | 48.67 | 0.36 | 0.9
7253 | 48.67 | 0.36 | 0.9
7254 | 48.67 | 0.36 | 0.9
7255 | 48.67 | 0.36 | 0.9
7256 | 48.67 | 0.36 | 0.9
7257 | 48.67 | 0.36 | 0.9
7258 | 48.67 | 0.36 | 0.9
7259 | 48.67 | 0.36 | 0.9
7260 | 48.67 | 0.36 | 0.9
7261 | 48.67 | 0.36 | 0.9
7262 | 48.67 | 0.36 | 0.9
7263 | 48.67 | 0.36 | 0.9
7264 | 48.67 | 0.36 | 0.9
7265 | 48.67 | 0.36 | 0.9
7266 | 48.67 | 0.36 | 0.9
7267 | 48.67 | 0.36 | 0.9
7268 | 48.67 | 0.36 | 0.9
7269 | 48.67 | 0.36 | 0.9
7270 | 48.67 | 0.36 | 0.9
7271 | 48.67 | 0.36 | 0.9
7272 | 48.67 | 0.36 | 0.9
7273 | 48.67 | 0.36 | 0.9
7274 | 48.67 | 0.36 | 0.9
7275 | 48.67 | 0.36 | 0.9
7276 | 48.67 | 0.36 | 0.9
7277 | 48.67 | 0.36 | 0.9
7278 | 48.67 | 0.36 | 0.9
7279 | 48.67 | 0.36 | 0.9
7280 | 48.67 | 0.36 | 0.9
7281 | 48.67 | 0.36 | 0.9
7282 | 48.67 | 0.36 | 0.9
7283 | 48.67 | 0.36 | 0.9
7284 | 48.67 | 0.36 | 0.9
7285 | 48.67 | 0.36 | 0.9
7286 | 48.67 | 0.36 | 0.9
7287 | 48.67 | 0.36 | 0.9
7288 | 48.67 | 0.36 | 0.9
7289 | 48.67 | 0.36 | 0.9
7290 | 48.67 | 0.36 | 0.9
7291 | 48.67 | 0.36 | 0.9
7292 | 48.67 | 0.36 | 0.9
7293 | 48.67 | 0.36 | 0.9
7294 | 48.67 | 0.36 | 0.9
7295 | 48.67 | 0.36 | 0.9
7296 | 48.67 | 0.36 | 0.9
7297 | 48.67 | 0.36 | 0.9
7298 | 48.67 | 0.36 | 0.9
7299 | 48.67 | 0.36 | 0.9
7300 | 48.67 | 0.36 | 0.9
7301 | 48.67 | 0.36 | 0.9
7302 | 48.67 | 0.36 | 0.9
7303 | 48.67 | 0.36 | 0.9
7304 | 48.67 | 0.36 | 0.9
7305 | 48.67 | 0.36 | 0.9
7306 | 48.67 | 0.36 | 0.9
7307 | 48.67 | 0.36 | 0.9
7308 | 48.67 | 0.36 | 0.9
7309 | 48.67 | 0.36 | 0.9
7310 | 48.67 | 0.36 | 0.9
7311 | 48.67 | 0.36 | 0.9
7312 | 48.67 | 0.36 | 0.9
7313 | 48.67 | 0.36 | 0.9
7314 | 48.67 | 0.36 | 0.9
7315 | 48.67 | 0.36 | 0.9
7316 | 48.67 | 0.36 | 0.9
7317 | 48.67 | 0.36 | 0.9
7318 | 48.67 | 0.36 | 0.9
7319 | 48.67 | 0.36 | 0.9
7320 | 48.67 | 0.36 | 0.9
7321 | 48.67 | 0.36 | 0.9
7322 | 48.67 | 0.36 | 0.9
7323 | 48.67 | 0.36 | 0.9
7324 | 48.67 | 0.36 | 0.9
7325 | 48.67 | 0.36 | 0.9
7326 | 48.67 | 0.36 | 0.9
7327 | 48.67 | 0.36 | 0.9
7328 | 48.67 | 0.36 | 0.9
7329 | 48.67 | 0.36 | 0.9
7330 | 48.67 | 0.36 | 0.9
7331 | 48.67 | 0.36 | 0.9
7332 | 48.67 | 0.36 | 0.9
7333 | 48.67 | 0.36 | 0.9
7334 | 48.67 | 0.36 | 0.9
7335 | 48.67 | 0.36 | 0.9
7336 | 48.67 | 0.36 | 0.9
7337 | 48.67 | 0.36 | 0.9
7338 | 48.67 | 0.36 | 0.9
7339 | 48.67 | 0.36 | 0.9
7340 | 48.67 | 0.36 | 0.9
7341 | 48.67 | 0.36 | 0.9
7342 | 48.67 | 0.36 | 0.9
7343 | 48.67 | 0.36 | 0.9
7344 | 48.67 | 0.36 | 0.9
7345 | 48.67 | 0.36 | 0.9
7346 | 48.67 | 0.36 | 0.9
7347 | 48.67 | 0.36 | 0.9
7348 | 48.67 | 0.36 | 0.9
7349 | 48.67 | 0.36 | 0.9
7350 | 48.67 | 0.36 | 0.9
7351 | 48.67 | 0.36 | 0.9
7352 | 48.67 | 0.36 | 0.9
7353 | 48.67 | 0.36 | 0.9
7354 | 48.67 | 0.36 | 0.9
7355 | 48.67 | 0.36 | 0.9
7356 | 48.67 | 0.36 | 0.9
7357 | 48.67 | 0.36 | 0.9
7358 | 48.67 | 0.36 | 0.9
7359 | 48.67 | 0.36 | 0.9
7360 | 48.67 | 0.36 | 0.9
7361 | 48.67 | 0.36 | 0.9
7362 | 48.67 | 0.36 | 0.9
7363 | 48.67 | 0.36 | 0.9
7364 | 48.67 | 0.36 | 0.9
7365 | 48.67 | 0.36 | 0.9
7366 | 48.67 | 0.36 | 0.9
7367 | 48.67 | 0.36 | 0.9
7368 | 48.67 | 0.36 | 0.9
7369 | 48.67 | 0.36 | 0.9
7370 | 48.67 | 0.36 | 0.9
7371 | 48.67 | 0.36 | 0.9
7372 | 48.67 | 0.36 | 0.9
7373 | 48.67 | 0.36 | 0.9
7374 | 48.67 | 0.36 | 0.9
7375 | 48.67 | 0.36 | 0.9
7376 | 48.67 | 0.36 | 0.9
7377 | 48.67 | 0.36 | 0.9
7378 | 48.67 | 0.36 | 0.9
7379 | 48.67 | 0.36 | 0.9
7380 | 48.67 | 0.36 | 0.9
7381 | 48.67 | 0.36 | 0.9
7382 | 48.67 | 0.36 | 0.9
7383 | 48.67 | 0.36 | 0.9
7384 | 48.67 | 0.36 | 0.9
7385 | 48.67 | 0.36 | 0.9
7386 | 48.67 | 0.36 | 0.9
7387 | 48.67 | 0.36 | 0.9
7388 | 48.67 | 0.36 | 0.9
7389 | 48.67 | 0.36 | 0.9
7390 | 48.67 | 0.36 | 0.9
7391 | 48.67 | 0.36 | 0.9
7392 | 48.67 | 0.36 | 0.9
7393 | 48.67 | 0.36 | 0.9
7394 | 48.67 | 0.36 | 0.9
7395 | 48.67 | 0.36 | 0.9
7396 | 48.67 | 0.36 | 0.9
7397 | 48.67 | 0.36 | 0.9
7398 | 48.67 | 0.36 | 0.9
7399 | 48.67 | 0.36 | 0.9
7400 | 48.67 | 0.36 | 0.9
7401 | 48.67 | 0.36 | 0.9
7402 | 48.67 | 0.36 | 0.9
7403 | 48.67 | 0.36 | 0.9
7404 | 48.67 | 0.36 | 0.9
7405 | 48.67 | 0.36 | 0.9
7406 | 48.67 | 0.36 | 0.9
7407 | 48.67 | 0.36 | 0.9
7408 | 48.67 | 0.36 | 0.9
7409 | 48.67 | 0.36 | 0.9
7410 | 48.67 | 0.36 | 0.9
7411 | 48.67 | 0.36 | 0.9
7412 | 48.67 | 0.36 | 0.9
7413 | 48.67 | 0.36 | 0.9
7414 | 48.67 | 0.36 | 0.9
7415 | 48.67 | 0.36 | 0.9
7416 | 48.67 | 0.36 | 0.9
7417 | 48.67 | 0.36 | 0.9
7418 | 48.67 | 0.36 | 0.9
7419 | 48.67 | 0.36 | 0.9
7420 | 48.67 | 0.36 | 0.9
7421 | 48.67 | 0.36 | 0.9
7422 | 48.67 | 0.36 | 0.9
7423 | 48.67 | 0.36 | 0.9
7424 | 48.67 | 0.36 | 0.9
7425 | 48.67 | 0.36 | 0.9
7426 | 48.67 | 0.36 | 0.9
7427 | 48.67 | 0.36 | 0.9
7428 | 48.67 | 0.36 | 0.9
7429 | 48.67 | 0.36 | 0.9
7430 | 48.67 | 0.36 | 0.9
7431 | 48.67 | 0.36 | 0.9
7432 | 48.67 | 0.36 | 0.9
7433 | 48.67 | 0.36 | 0.9
7434 | 48.67 | 0.36 | 0.9
7435 | 48.67 | 0.36 | 0.9
7436 | 48.67 | 0.36 | 0.9
7437 | 48.67 | 0.36 | 0.9
7438 | 48.67 | 0.36 | 0.9
7439 | 48.67 | 0.36 | 0.9
7440 | 48.67 | 0.36 | 0.9
7441 | 48.67 | 0.36 | 0.9
7442 | 48.67 | 0.36 | 0.9
7443 | 48.67 | 0.36 | 0.9
7444 | 48.67 | 0.36 | 0.9
7445 | 48.67 | 0.36 | 0.9
7446 | 48.67 | 0.36 | 0.9
7447 | 48.67 | 0.36 | 0.9
7448 | 48.67 | 0.36 | 0.9
7449 | 48.67 | 0.36 | 0.9
7450 | 48.67 | 0.36 | 0.9
7451 | 48.67 | 0.36 | 0.9
7452 | 48.67 | 0.36 | 0.9
7453 | 48.67 | 0.36 | 0.9
7454 | 48.67 | 0.36 | 0.9
7455 | 48.67 | 0.36 | 0.9
7456 | 48.67 | 0.36 | 0.9
7457 | 48.67 | 0.36 | 0.9
7458 | 48.67 | 0.36 | 0.9
7459 | 48.67 | 0.36 | 0.9
7460 | 48.67 | 0.36 | 0.9
7461 | 48.67 | 0.36 | 0.9
7462 | 48.67 | 0.36 | 0.9
7463 | 48.67 | 0.36 | 0.9
7464 | 48.67 | 0.36 | 0.9
7465 | 48.67 | 0.36 | 0.9
7466 | 48.67 | 0.36 | 0.9
7467 | 48.67 | 0.36 | 0.9
7468 | 48.67 | 0.36 | 0.9
7469 | 48.67 | 0.36 | 0.9
7470 | 48.67 | 0.36 | 0.9
7471 | 48.67 | 0.36 | 0.9
7472 | 48.67 | 0.36 | 0.9
7473 | 48.67 | 0.36 | 0.9
7474 | 48.67 | 0.36 | 0.9
7475 | 48.67 | 0.36 | 0.9
7476 | 48.67 | 0.36 | 0.9
7477 | 48.67 | 0.36 | 0.9
7478 | 48.67 | 0.36 | 0.9
7479 | 48.67 | 0.36 | 0.9
7480 | 48.67 | 0.36 | 0.9
7481 | 48.67 | 0.36 | 0.9
7482 | 48.67 | 0.36 | 0.9
7483 | 48.67 | 0.36 | 0.9
7484 | 48.67 | 0.36 | 0.9
7485 | 48.67 | 0.36 | 0.9
7486 | 48.67 | 0.36 | 0.9
7487 | 48.67 | 0.36 | 0.9
7488 | 48.67 | 0.36 | 0.9
7489 | 48.67 | 0.36 | 0.9
7490 | 48.67 | 0.36 | 0.9
7491 | 48.67 | 0.36 | 0.9
7492 | 48.67 | 0.36 | 0.9
7493 | 48.67 | 0.36 | 0.9
7494 | 48.67 | 0.36 | 0.9
7495 | 48.67 | 0.36 | 0.9
7496 | 48.67 | 0.36 | 0.9
7497 | 48.67 | 0.36 | 0.9
7498 | 48.67 | 0.36 | 0.9
7499 | 48.67 | 0.36 | 0.9
7500 | 48.67 | 0.36 | 0.9
7501 | 48.67 | 0.36 | 0.9
7502 | 48.67 | 0.36 | 0.9
7503 | 48.67 | 0.36 | 0.9
7504 | 48.67 | 0.36 | 0.9
7505 | 48.67 | 0.36 | 0.9
7506 | 48.67 | 0.36 | 0.9
7507 | 48.67 | 0.36 | 0.9
7508 | 48.67 | 0.36 | 0.9
7509 | 48.67 | 0.36 | 0.9
7510 | 48.67 | 0.36 | 0.9
7511 | 48.67 | 0.36 | 0.9
7512 | 48.67 | 0.36 | 0.9
7513 | 48.67 | 0.36 | 0.9
7514 | 48.67 | 0.36 | 0.9
7515 | 48.67 | 0.36 | 0.9
7516 | 48.67 | 0.36 | 0.9
7517 | 48.67 | 0.36 | 0.9
7518 | 48.67 | 0.36 | 0.9
7519 | 48.67 | 0.36 | 0.9
7520 | 48.67 | 0.36 | 0.9
7521 | 48.67 | 0.36 | 0.9
7522 | 48.67 | 0.36 | 0.9
7523 | 48.67 | 0.36 | 0.9
7524 | 48.67 | 0.36 | 0.9
7525 | 48.67 | 0.36 | 0.9
7526 | 48.67 | 0.36 | 0.9
7527 | 48.67 | 0.36 | 0.9
7528 | 48.67 | 0.36 | 0.9
7529 | 48.67 | 0.36 | 0.9
7530 | 48.67 | 0.36 | 0.9
7531 | 48.67 | 0.36 | 0.9
7532 | 48.67 | 0.36 | 0.9
7533 | 48.67 | 0.36 | 0.9
7534 | 48.67 | 0.36 | 0.9
7535 | 48.67 | 0.36 | 0.9
7536 | 48.67 | 0.36 | 0.9
7537 | 48.67 | 0.36 | 0.9
7538 | 48.67 | 0.36 | 0.9
7539 | 48.67 | 0.36 | 0.9
7540 | 48.67 | 0.36 | 0.9
7541 | 48.67 | 0.36 | 0.9
7542 | 48.67 | 0.36 | 0.9
7543 | 48.67 | 0.36 | 0.9
7544 | 48.67 | 0.36 | 0.9
7545 | 48.67 | 0.36 | 0.9
7546 | 48.67 | 0.36 | 0.9
7547 | 48.67 | 0.36 | 0.9
7548 | 48.67 | 0.36 | 0.9
7549 | 48.67 | 0.36 | 0.9
7550 | 48.67 | 0.36 | 0.9
7551 | 48.67 | 0.36 | 0.9
7552 | 48.67 | 0.36 | 0.9
7553 | 48.67 | 0.36 | 0.9
7554 | 48.67 | 0.36 | 0.9
7555 | 48.67 | 0.36 | 0.9
7556 | 48.67 | 0.36 | 0.9
7557 | 48.67 | 0.36 | 0.9
7558 | 48.67 | 0.36 | 0.9
7559 | 48.67 | 0.36 | 0.9
7560 | 48.67 | 0.36 | 0.9
7561 | 48.67 | 0.36 | 0.9
7562 | 48.67 | 0.36 | 0.9
7563 | 48.67 | 0.36 | 0.9
7564 | 48.67 | 0.36 | 0.9
7565 | 48.67 | 0.36 | 0.9
7566 | 48.67 | 0.36 | 0.9
7567 | 48.67 | 0.36 | 0.9
7568 | 48.67 | 0.36 | 0.9
7569 | 48.67 | 0.36 | 0.9
7570 | 48.67 | 0.36 | 0.9
7571 | 48.67 | 0.36 | 0.9
7572 | 48.67 | 0.36 | 0.9
7573 | 48.67 | 0.36 | 0.9
7574 | 48.67 | 0.36 | 0.9
7575 | 48.67 | 0.36 | 0.9
7576 | 48.67 | 0.36 | 0.9
7577 | 48.67 | 0.36 | 0.9
7578 | 48.67 | 0.36 | 0.9
7579 | 48.67 | 0.36 | 0.9
7580 | 48.67 | 0.36 | 0.9
7581 | 48.67 | 0.36 | 0.9
7582 | 48.67 | 0.36 | 0.9
7583 | 48.67 | 0.36 | 0.9
7584 | 48.67 | 0.36 | 0.9
7585 | 48.67 | 0.36 | 0.9
7586 | 48.67 | 0.36 | 0.9
7587 | 48.67 | 0.36 | 0.9
7588 | 48.67 | 0.36 | 0.9
7589 | 48.67 | 0.36 | 0.9
7590 | 48.67 | 0.36 | 0.9
7591 | 48.67 | 0.36 | 0.9
7592 | 48.67 | 0.36 | 0.9
7593 | 48.67 | 0.36 | 0.9
7594 | 48.67 | 0.36 | 0.9
7595 | 48.67 | 0.36 | 0.9
7596 | 48.67 | 0.36 | 0.9
7597 | 48.67 | 0.36 | 0.9
7598 | 48.67 | 0.36 | 0.9
7599 | 48.67 | 0.36 | 0.9
7600 | 48.67 | 0.36 | 0.9
7601 | 48.67 | 0.36 | 0.9
7602 | 48.67 | 0.36 | 0.9
7603 | 48.67 | 0.36 | 0.9
7604 | 48.67 | 0.36 | 0.9
7605 | 48.67 | 0.36 | 0.9
7606 | 48.67 | 0.36 | 0.9
7607 | 48.67 | 0.36 | 0.9
7608 | 48.67 | 0.36 | 0.9
7609 | 48.67 | 0.36 | 0.9
7610 | 48.67 | 0.36 | 0.9
7611 | 48.67 | 0.36 | 0.9
7612 | 48.67 | 0.36 | 0.9
7613 | 48.67 | 0.36 | 0.9
7614 | 48.67 | 0.36 | 0.9
7615 | 48.67 | 0.36 | 0.9
7616 | 48.67 | 0.36 | 0.9
7617 | 48.67 | 0.36 | 0.9
7618 | 48.67 | 0.36 | 0.9
7619 | 48.67 | 0.36 | 0.9
7620 | 48.67 | 0.36 | 0.9
7621 | 48.67 | 0.36 | 0.9
7622 | 48.67 | 0.36 | 0.9
7623 | 48.67 | 0.36 | 0.9
7624 | 48.67 | 0.36 | 0.9
7625 | 48.67 | 0.36 | 0.9
7626 | 48.67 | 0.36 | 0.9
7627 | 48.67 | 0.36 | 0.9
7628 | 48.67 | 0.36 | 0.9
7629 | 48.67 | 0.36 | 0.9
7630 | 48.67 | 0.36 | 0.9
7631 | 48.67 | 0.36 | 0.9
7632 | 48.67 | 0.36 | 0.9
7633 | 48.67 | 0.36 | 0.9
7634 | 48.67 | 0.36 | 0.9
7635 | 48.67 | 0.36 | 0.9
7636 | 48.67 | 0.36 | 0.9
7637 | 48.67 | 0.36 | 0.9
7638 | 48.67 | 0.36 | 0.9
7639 | 48.67 | 0.36 | 0.9
7640 | 48.67 | 0.36 | 0.9
7641 | 48.67 | 0.36 | 0.9
7642 | 48.67 | 0.36 | 0.9
7643 | 48.67 | 0.36 | 0.9
7644 | 48.67 | 0.36 | 0.9
7645 | 48.67 | 0.36 | 0.9
7646 | 48.67 | 0.36 | 0.9
7647 | 48.67 | 0.36 | 0.9
7648 | 48.67 | 0.36 | 0.9
7649 | 48.67 | 0.36 | 0.9
7650 | 48.67 | 0.36 | 0.9
7651 | 48.67 | 0.36 | 0.9
7652 | 48.67 | 0.36 | 0.9
7653 | 48.67 | 0.36 | 0.9
7654 | 48.67 | 0.36 | 0.9
7655 | 48.67 | 0.36 | 0.9
7656 | 48.67 | 0.36 | 0.9
7657 | 48.67 | 0.36 | 0.9
7658 | 48.67 | 0.36 | 0.9
7659 | 48.67 | 0.36 | 0.9
7660 | 48.67 | 0.36 | 0.9
7661 | 48.67 | 0.36 | 0.9
7662 | 48.67 | 0.36 | 0.9
7663 | 48.67 | 0.36 | 0.9
7664 | 48.67 | 0.36 | 0.9
7665 | 48.67 | 0.36 | 0.9
7666 | 48.67 | 0.36 | 0.9
7667 | 48.67 | 0.36 | 0.9
7668 | 48.67 | 0.36 | 0.9
7669 | 48.67 | 0.36 | 0.9
7670 | 48.67 | 0.36 | 0.9
7671 | 48.67 | 0.36 | 0.9
7672 | 48.67 | 0.36 | 0.9
7673 | 48.67 | 0.36 | 0.9
7674 | 48.67 | 0.36 | 0.9
7675 | 48.67 | 0.36 | 0.9
7676 | 48.67 | 0.36 | 0.9
7677 | 48.67 | 0.36 | 0.9
7678 | 48.67 | 0.36 | 0.9
7679 | 48.67 | 0.36 | 0.9
7680 | 48.67 | 0.36 | 0.9
7681 | 48.67 | 0.36 | 0.9
7682 | 48.67 | 0.36 | 0.9
7683 | 48.67 | 0.36 | 0.9
7684 | 48.67 | 0.36 | 0.9
7685 | 48.67 | 0.36 | 0.9
7686 | 48.67 | 0.36 | 0.9
7687 | 48.67 | 0.36 | 0.9
7688 | 48.67 | 0.36 | 0.9
7689 | 48.67 | 0.36 | 0.9
7690 | 48.67 | 0.36 | 0.9
7691 | 48.67 | 0.36 | 0.9
7692 | 48.67 | 0.36 | 0.9
7693 | 48.67 | 0.36 | 0.9
7694 | 48.67 | 0.36 | 0.9
7695 | 48.67 | 0.36 | 0.9
7696 | 48.67 | 0.36 | 0.9
7697 | 48.67 | 0.36 | 0.9
7698 | 48.67 | 0.36 | 0.9
7699 | 48.67 | 0.36 | 0.9
7700 | 48.67 | 0.36 | 0.9
7701 | 48.67 | 0.36 | 0.9
7702 | 48.67 | 0.36 | 0.9
7703 | 48.67 | 0.36 | 0.9
7704 | 48.67 | 0.36 | 0.9
7705 | 48.67 | 0.36 | 0.9
7706 | 48.67 | 0.36 | 0.9
7707 | 48.67 | 0.36 | 0.9
7708 | 48.67 | 0.36 | 0.9
7709 | 48.67 | 0.36 | 0.9
7710 | 48.67 | 0.36 | 0.9
7711 | 48.67 | 0.36 | 0.9
7712 | 48.67 | 0.36 | 0.9
7713 | 48.67 | 0.36 | 0.9
7714 | 48.67 | 0.36 | 0.9
7715 | 48.67 | 0.36 | 0.9
7716 | 48.67 | 0.36 | 0.9
7717 | 48.67 | 0.36 | 0.9
7718 | 48.67 | 0.36 | 0.9
7719 | 48.67 | 0.36 | 0.9
7720 | 48.67 | 0.36 | 0.9
7721 | 48.67 | 0.36 | 0.9
7722 | 48.67 | 0.36 | 0.9
7723 | 48.67 | 0.36 | 0.9
7724 | 48.67 | 0.36 | 0.9
7725 | 48.67 | 0.36 | 0.9
7726 | 48.67 | 0.36 | 0.9
7727 | 48.67 | 0.36 | 0.9
7728 | 48.67 | 0.36 | 0.9
7729 | 48.67 | 0.36 | 0.9
7730 | 48.67 | 0.36 | 0.9
7731 | 48.67 | 0.36 | 0.9
7732 | 48.67 | 0.36 | 0.9
7733 | 48.67 | 0.36 | 0.9
7734 | 48.67 | 0.36 | 0.9
7735 | 48.67 | 0.36 | 0.9
7736 | 48.67 | 0.36 | 0.9
7737 | 48.67 | 0.36 | 0.9
7738 | 48.67 | 0.36 | 0.9
7739 | 48.67 | 0.36 | 0.9
7740 | 48.67 | 0.36 | 0.9
7741 | 48.67 | 0.36 | 0.9
7742 | 48.67 | 0.36 | 0.9
7743 | 48.67 | 0.36 | 0.9
7744 | 48.67 | 0.36 | 0.9
7745 | 48.67 | 0.36 | 0.9
7746 | 48.67 | 0.36 | 0.9
7747 | 48.67 | 0.36 | 0.9
7748 | 48.67 | 0.36 | 0.9
7749 | 48.67 | 0.36 | 0.9
7750 | 48.67 | 0.36 | 0.9
7751 | 48.67 | 0.36 | 0.9
7752 | 48.67 | 0.36 | 0.9
7753 | 48.67 | 0.36 | 0.9
7754 | 48.67 | 0.36 | 0.9
7755 | 48.67 | 0.36 | 0.9
7756 | 48.67 | 0.36 | 0.9
7757 | 48.67 | 0.36 | 0.9
7758 | 48.67 | 0.36 | 0.9
7759 | 48.67 | 0.36 | 0.9
7760 | 48.67 | 0.36 | 0.9
7761 | 48.67 | 0.36 | 0.9
7762 | 48.67 | 0.36 | 0.9
7763 | 48.67 | 0.36 | 0.9
7764 | 48.67 | 0.36 | 0.9
7765 | 48.67 | 0.36 | 0.9
7766 | 48.67 | 0.36 | 0.9
7767 | 48.67 | 0.36 | 0.9
7768 | 48.67 | 0.36 | 0.9
7769 | 48.67 | 0.36 | 0.9
7770 | 48.67 | 0.36 | 0.9
7771 | 48.67 | 0.36 | 0.9
7772 | 48.67 | 0.36 | 0.9
7773 | 48.67 | 0.36 | 0.9
7774 | 48.67 | 0.36 | 0.9
7775 | 48.67 | 0.36 | 0.9
7776 | 48.67 | 0.36 | 0.9
7777 | 48.67 | 0.36 | 0.9
7778 | 48.67 | 0.36 | 0.9
7779 | 48.67 | 0.36 | 0.9
7780 | 48.67 | 0.36 | 0.9
7781 | 48.67 | 0.36 | 0.9
7782 | 48.67 | 0.36 | 0.9
7783 | 48.67 | 0.36 | 0.9
7784 | 48.67 | 0.36 | 0.9
7785 | 48.67 | 0.36 | 0.9
7786 | 48.67 | 0.36 | 0.9
7787 | 48.67 | 0.36 | 0.9
7788 | 48.67 | 0.36 | 0.9
7789 | 48.67 | 0.36 | 0.9
7790 | 48.67 | 0.36 | 0.9
7791 | 48.67 | 0.36 | 0.9
7792 | 48.67 | 0.36 | 0.9
7793 | 48.67 | 0.36 | 0.9
7794 | 48.67 | 0.36 | 0.9
7795 | 48.67 | 0.36 | 0.9
7796 | 48.67 | 0.36 | 0.9
7797 | 48.67 | 0.36 | 0.9
7798 | 48.67 | 0.36 | 0.9
7799 | 48.67 | 0.36 | 0.9
7800 | 48.67 | 0.36 | 0.9
7801 | 48.67 | 0.36 | 0.9
7802 | 48.67 | 0.36 | 0.9
7803 | 48.67 | 0.36 | 0.9
7804 | 48.67 | 0.36 | 0.9
7805 | 48.67 | 0.36 | 0.9
7806 | 48.67 | 0.36 | 0.9
7807 | 48.67 | 0.36 | 0.9
7808 | 48.67 | 0.36 | 0.9
7809 | 48.67 | 0.36 | 0.9
7810 | 48.67 | 0.36 | 0.9
7811 | 48.67 | 0.36 | 0.9
7812 | 48.67 | 0.36 | 0.9
7813 | 48.67 | 0.36 | 0.9
7814 | 48.67 | 0.36 | 0.9
7815 | 48.67 | 0.36 | 0.9
7816 | 48.67 | 0.36 | 0.9
7817 | 48.67 | 0.36 | 0.9
7818 | 48.67 | 0.36 | 0.9
7819 | 48.67 | 0.36 | 0.9
7820 | 48.67 | 0.36 | 0.9
7821 | 48.67 | 0.36 | 0.9
7822 | 48.67 | 0.36 | 0.9
7823 | 48.67 | 0.36 | 0.9
7824 | 48.67 | 0.36 | 0.9
7825 | 48.67 | 0.36 | 0.9
7826 | 48.67 | 0.36 | 0.9
7827 | 48.67 | 0.36 | 0.9
7828 | 48.67 | 0.36 | 0.9
7829 | 48.67 | 0.36 | 0.9
7830 | 48.67 | 0.36 | 0.9
7831 | 48.67 | 0.36 | 0.9
7832 | 48.67 | 0.36 | 0.9
7833 | 48.67 | 0.36 | 0.9
7834 | 48.67 | 0.36 | 0.9
7835 | 48.67 | 0.36 | 0.9
7836 | 48.67 | 0.36 | 0.9
7837 | 48.67 | 0.36 | 0.9
7838 | 48.67 | 0.36 | 0.9
7839 | 48.67 | 0.36 | 0.9
7840 | 48.67 | 0.36 | 0.9
7841 | 48.67 | 0.36 | 0.9
7842 | 48.67 | 0.36 | 0.9
7843 | 48.67 | 0.36 | 0.9
7844 | 48.67 | 0.36 | 0.9
7845 | 48.67 | 0.36 | 0.9
7846 | 48.67 | 0.36 | 0.9
7847 | 48.67 | 0.36 | 0.9
7848 | 48.67 | 0.36 | 0.9
7849 | 48.67 | 0.36 | 0.9
7850 | 48.67 | 0.36 | 0.9
7851 | 48.67 | 0.36 | 0.9
7852 | 48.67 | 0.36 | 0.9
7853 | 48.67 | 0.36 | 0.9
7854 | 48.67 | 0.36 | 0.9
7855 | 48.67 | 0.36 | 0.9
7856 | 48.67 | 0.36 | 0.9
7857 | 48.67 | 0.36 | 0.9
7858 | 48.67 | 0.36 | 0.9
7859 | 48.67 | 0.36 | 0.9
7860 | 48.67 | 0.36 | 0.9
7861 | 48.67 | 0.36 | 0.9
7862 | 48.67 | 0.36 | 0.9
7863 | 48.67 | 0.36 | 0.9
7864 | 48.67 | 0.36 | 0.9
7865 | 48.67 | 0.36 | 0.9
7866 | 48.67 | 0.36 | 0.9
7867 | 48.67 | 0.36 | 0.9
7868 | 48.67 | 0.36 | 0.9
7869 | 48.67 | 0.36 | 0.9
7870 | 48.67 | 0.36 | 0.9
7871 | 48.67 | 0.36 | 0.9
7872 | 48.67 | 0.36 | 0.9
7873 | 48.67 | 0.36 | 0.9
7874 | 48.67 | 0.36 | 0.9
7875 | 48.67 | 0.36 | 0.9
7876 | 48.67 | 0.36 | 0.9
7877 | 48.67 | 0.36 | 0.9
7878 | 48.67 | 0.36 | 0.9
7879 | 48.67 | 0.36 | 0.9
7880 | 48.67 | 0.36 | 0.9
7881 | 48.67 | 0.36 | 0.9
7882 | 48.67 | 0.36 | 0.9
7883 | 48.67 | 0.36 | 0.9
7884 | 48.67 | 0.36 | 0.9
7885 | 48.67 | 0.36 | 0.9
7886 | 48.67 | 0.36 | 0.9
7887 | 48.67 | 0.36 | 0.9
7888 | 48.67 | 0.36 | 0.9
7889 | 48.67 | 0.36 | 0.9
7890 | 48.67 | 0.36 | 0.9
7891 | 48.67 | 0.36 | 0.9
7892 | 48.67 | 0.36 | 0.9
7893 | 48.67 | 0.36 | 0.9
7894 | 48.67 | 0.36 | 0.9
7895 | 48.67 | 0.36 | 0.9
7896 | 48.67 | 0.36 | 0.9
7897 | 48.67 | 0.36 | 0.9
7898 | 48.67 | 0.36 | 0.9
7899 | 48.67 | 0.36 | 0.9
7900 | 48.67 | 0.36 | 0.9
7901 | 48.67 | 0.36 | 0.9
7902 | 48.67 | 0.36 | 0.9
7903 | 48.67 | 0.36 | 0.9
7904 | 48.67 | 0.36 | 0.9
7905 | 48.67 | 0.36 | 0.9
7906 | 48.67 | 0.36 | 0.9
7907 | 48.67 | 0.36 | 0.9
7908 | 48.67 | 0.36 | 0.9
7909 | 48.67 | 0.36 | 0.9
7910 | 48.67 | 0.36 | 0.9
7911 | 48.67 | 0.36 | 0.9
7912 | 48.67 | 0.36 | 0.9
7913 | 48.67 | 0.36 | 0.9
7914 | 48.67 | 0.36 | 0.9
7915 | 48.67 | 0.36 | 0.9
7916 | 48.67 | 0.36 | 0.9
7917 | 48.67 | 0.36 | 0.9
7918 | 48.67 | 0.36 | 0.9
7919 | 48.67 | 0.36 | 0.9
7920 | 48.67 | 0.36 | 0.9
7921 | 48.67 | 0.36 | 0.9
7922 | 48.67 | 0.36 | 0.9
7923 | 48.67 | 0.36 | 0.9
7924 | 48.67 | 0.36 | 0.9
7925 | 48.67 | 0.36 | 0.9
7926 | 48.67 | 0.36 | 0.9
7927 | 48.67 | 0.36 | 0.9
7928 | 48.67 | 0.36 | 0.9
7929 | 48.67 | 0.36 | 0.9
7930 | 48.67 | 0.36 | 0.9
7931 | 48.67 | 0.36 | 0.9
7932 | 48.67 | 0.36 | 0.9
7933 | 48.67 | 0.36 | 0.9
7934 | 48.67 | 0.36 | 0.9
7935 | 48.67 | 0.36 | 0.9
7936 | 48.67 | 0.36 | 0.9
7937 | 48.67 | 0.36 | 0.9
7938 | 48.67 | 0.36 | 0.9
7939 | 48.67 | 0.36 | 0.9
7940 | 48.67 | 0.36 | 0.9
7941 | 48.67 | 0.36 | 0.9
7942 | 48.67 | 0.36 | 0.9
7943 | 48.67 | 0.36 | 0.9
7944 | 48.67 | 0.36 | 0.9
7945 | 48.67 | 0.36 | 0.9
7946 | 48.67 | 0.36 | 0.9
7947 | 48.67 | 0.36 | 0.9
7948 | 48.67 | 0.36 | 0.9
7949 | 48.67 | 0.36 | 0.9
7950 | 48.67 | 0.36 | 0.9
7951 | 48.67 | 0.36 | 0.9
7952 | 48.67 | 0.36 | 0.9
7953 | 48.67 | 0.36 | 0.9
7954 | 48.67 | 0.36 | 0.9
7955 | 48.67 | 0.36 | 0.9
7956 | 48.67 | 0.36 | 0.9
7957 | 48.67 | 0.36 | 0.9
7958 | 48.67 | 0.36 | 0.9
7959 | 48.67 | 0.36 | 0.9
7960 | 48.67 | 0.36 | 0.9
7961 | 48.67 | 0.36 | 0.9
7962 | 48.67 | 0.36 | 0.9
7963 | 48.67 | 0.36 | 0.9
7964 | 48.67 | 0.36 | 0.9
7965 | 48.67 | 0.36 | 0.9
7966 | 48.67 | 0.36 | 0.9
7967 | 48.67 | 0.36 | 0.9
7968 | 48.67 | 0.36 | 0.9
7969 | 48.67 | 0.36 | 0.9
7970 | 48.67 | 0.36 | 0.9
7971 | 48.67 | 0.36 | 0.9
7972 | 48.67 | 0.36 | 0.9
7973 | 48.67 | 0.36 | 0.9
7974 | 48.67 | 0.36 | 0.9
7975 | 48.67 | 0.36 | 0.9
7976 | 48.67 | 0.36 | 0.9
7977 | 48.67 | 0.36 | 0.9
7978 | 48.67 | 0.36 | 0.9
7979 | 48.67 | 0.36 | 0.9
7980 | 48.67 | 0.36 | 0.9
7981 | 48.67 | 0.36 | 0.9
7982 | 48.67 | 0.36 | 0.9
7983 | 48.67 | 0.36 | 0.9
7984 | 48.67 | 0.36 | 0.9
7985 | 48.67 | 0.36 | 0.9
7986 | 48.67 | 0.36 | 0.9
7987 | 48.67 | 0.36 | 0.9
7988 | 48.67 | 0.36 | 0.9
7989 | 48.67 | 0.36 | 0.9
7990 | 48.67 | 0.36 | 0.9
7991 | 48.67 | 0.36 | 0.9
7992 | 48.67 | 0.36 | 0.9
7993 | 48.67 | 0.36 | 0.9
7994 | 48.67 | 0.36 | 0.9
7995 | 48.67 | 0.36 | 0.9
7996 | 48.67 | 0.36 | 0.9
7997 | 48.67 | 0.36 | 0.9
7998 | 48.67 | 0.36 | 0.9
7999 | 48.67 | 0.36 | 0.9
8000 | 48.67 | 0.36 | 0.9
8001 | 48.67 | 0.36 | 0.9
8002 | 48.67 | 0.36 | 0.9
8003 | 48.67 | 0.36 | 0.9
8004 | 48.67 | 0.36 | 0.9
8005 | 48.67 | 0.36 | 0.9
8006 | 48.67 | 0.36 | 0.9
8007 | 48.67 | 0.36 | 0.9
8008 | 48.67 | 0.36 | 0.9
8009 | 48.67 | 0.36 | 0.9
8010 | 48.67 | 0.36 | 0.9
8011 | 48.67 | 0.36 | 0.9
8012 | 48.67 | 0.36 | 0.9
8013 | 48.67 | 0.36 | 0.9
8014 | 48.67 | 0.36 | 0.9
8015 | 48.67 | 0.36 | 0.9
8016 | 48.67 | 0.36 | 0.9
8017 | 48.67 | 0.36 | 0.9
8018 | 48.67 | 0.36 | 0.9
8019 | 48.67 | 0.36 | 0.9
8020 | 48.67 | 0.36 | 0.9
8021 | 48.67 | 0.36 | 0.9
8022 | 48.67 | 0.36 | 0.9
8023 | 48.67 | 0.36 | 0.9
8024 | 48.67 | 0.36 | 0.9
8025 | 48.67 | 0.36 | 0.9
8026 | 48.67 | 0.36 | 0.9
8027 | 48.67 | 0.36 | 0.9
8028 | 48.67 | 0.36 | 0.9
8029 | 48.67 | 0.36 | 0.9
8030 | 48.67 | 0.36 | 0.9
8031 | 48.67 | 0.36 | 0.9
8032 | 48.67 | 0.36 | 0.9
8033 | 48.67 | 0.36 | 0.9
8034 | 48.67 | 0.36 | 0.9
8035 | 48.67 | 0.36 | 0.9
8036 | 48.67 | 0.36 | 0.9
8037 | 48.67 | 0.36 | 0.9
8038 | 48.67 | 0.36 | 0.9
8039 | 48.67 | 0.36 | 0.9
8040 | 48.67 | 0.36 | 0.9
8041 | 48.67 | 0.36 | 0.9
8042 | 48.67 | 0.36 | 0.9
8043 | 48.67 | 0.36 | 0.9
8044 | 48.67 | 0.36 | 0.9
8045 | 48.67 | 0.36 | 0.9
8046 | 48.67 | 0.36 | 0.9
8047 | 48.67 | 0.36 | 0.9
8048 | 48.67 | 0.36 | 0.9
8049 | 48.67 | 0.36 | 0.9
8050 | 48.67 | 0.36 | 0.9
8051 | 48.67 | 0.36 | 0.9
8052 | 48.67 | 0.36 | 0.9
8053 | 48.67 | 0.36 | 0.9
8054 | 48.67 | 0.36 | 0.9
8055 | 48.67 | 0.36 | 0.9
8056 | 48.67 | 0.36 | 0.9
8057 | 48.67 | 0.36 | 0.9
8058 | 48.67 | 0.36 | 0.9
8059 | 48.67 | 0.36 | 0.9
8060 | 48.67 | 0.36 | 0.9
8061 | 48.67 | 0.36 | 0.9
8062 | 48.67 | 0.36 | 0.9
8063 | 48.67 | 0.36 | 0.9
8064 | 48.67 | 0.36 | 0.9
8065 | 48.67 | 0.36 | 0.9
8066 | 48.67 | 0.36 | 0.9
8067 | 48.67 | 0.36 | 0.9
8068 | 48.67 | 0.36 | 0.9
8069 | 48.67 | 0.36 | 0.9
8070 | 48.67 | 0.36 | 0.9
8071 | 48.67 | 0.36 | 0.9
8072 | 48.67 | 0.36 | 0.9
8073 | 48.67 | 0.36 | 0.9
8074 | 48.67 | 0.36 | 0.9
8075 | 48.67 | 0.36 | 0.9
8076 | 48.67 | 0.36 | 0.9
8077 | 48.67 | 0.36 | 0.9
8078 | 48.67 | 0.36 | 0.9
8079 | 48.67 | 0.36 | 0.9
8080 | 48.67 | 0.36 | 0.9
8081 | 48.67 | 0.36 | 0.9
8082 | 48.67 | 0.36 | 0.9
8083 | 48.67 | 0.36 | 0.9
8084 | 48.67 | 0.36 | 0.9
8085 | 48.67 | 0.36 | 0.9
8086 | 48.67 | 0.36 | 0.9
8087 | 48.67 | 0.36 | 0.9
8088 | 48.67 | 0.36 | 0.9
8089 | 48.67 | 0.36 | 0.9
8090 | 48.67 | 0.36 | 0.9
8091 | 48.67 | 0.36 | 0.9
8092 | 48.67 | 0.36 | 0.9
8093 | 48.67 | 0.36 | 0.9
8094 | 48.67 | 0.36 | 0.9
8095 | 48.67 | 0.36 | 0.9
8096 | 48.67 | 0.36 | 0.9
8097 | 48.67 | 0.36 | 0.9
8098 | 48.67 | 0.36 | 0.9
8099 | 48.67 | 0.36 | 0.9
8100 | 48.67 | 0.36 | 0.9
8101 | 48.67 | 0.36 | 0.9
8102 | 48.67 | 0.36 | 0.9
8103 | 48.67 | 0.36 | 0.9
8104 | 48.67 | 0.36 | 0.9
8105 | 48.67 | 0.36 | 0.9
8106 | 48.67 | 0.36 | 0.9
8107 | 48.67 | 0.36 | 0.9
8108 | 48.67 | 0.36 | 0.9
8109 | 48.67 | 0.36 | 0.9
8110 | 48.67 | 0.36 | 0.9
8111 | 48.67 | 0.36 | 0.9
8112 | 48.67 | 0.36 | 0.9
8113 | 48.67 | 0.36 | 0.9
8114 | 48.67 | 0.36 | 0.9
8115 | 48.67 | 0.36 | 0.9
8116 | 48.67 | 0.36 | 0.9
8117 | 48.67 | 0.36 | 0.9
8118 | 48.67 | 0.36 | 0.9
8119 | 48.67 | 0.36 | 0.9
8120 | 48.67 | 0.36 | 0.9
8121 | 48.67 | 0.36 | 0.9
8122 | 48.67 | 0.36 | 0.9
8123 | 48.67 | 0.36 | 0.9
8124 | 48.67 | 0.36 | 0.9
8125 | 48.67 | 0.36 | 0.9
8126 | 48.67 | 0.36 | 0.9
8127 | 48.67 | 0.36 | 0.9
8128 | 48.67 | 0.36 | 0.9
8129 | 48.67 | 0.36 | 0.9
8130 | 48.67 | 0.36 | 0.9
8131 | 48.67 | 0.36 | 0.9
8132 | 48.67 | 0.36 | 0.9
8133 | 48.67 | 0.36 | 0.9
8134 | 48.67 | 0.36 | 0.9
8135 | 48.67 | 0.36 | 0.9
8136 | 48.67 | 0.36 | 0.9
8137 | 48.67 | 0.36 | 0.9
8138 | 48.67 | 0.36 | 0.9
8139 | 48.67 | 0.36 | 0.9
8140 | 48.67 | 0.36 | 0.9
8141 | 48.67 | 0.36 | 0.9
8142 | 48.67 | 0.36 | 0.9
8143 | 48.67 | 0.36 | 0.9
8144 | 48.67 | 0.36 | 0.9
8145 | 48.67 | 0.36 | 0.9
8146 | 48.67 | 0.36 | 0.9
8147 | 48.67 | 0.36 | 0.9
8148 | 48.67 | 0.36 | 0.9
8149 | 48.67 | 0.36 | 0.9
8150 | 48.67 | 0.36 | 0.9
8151 | 48.67 | 0.36 | 0.9
8152 | 48.67 | 0.36 | 0.9
8153 | 48.67 | 0.36 | 0.9
8154 | 48.67 | 0.36 | 0.9
8155 | 48.67 | 0.36 | 0.9
8156 | 48.67 | 0.36 | 0.9
8157 | 48.67 | 0.36 | 0.9
8158 | 48.67 | 0.36 | 0.9
8159 | 48.67 | 0.36 | 0.9
8160 | 48.67 | 0.36 | 0.9
8161 | 48.67 | 0.36 | 0.9
8162 | 48.67 | 0.36 | 0.9
8163 | 48.67 | 0.36 | 0.9
8164 | 48.67 | 0.36 | 0.9
8165 | 48.67 | 0.36 | 0.9
8166 | 48.67 | 0.36 | 0.9
8167 | 48.67 | 0.36 | 0.9
8168 | 48.67 | 0.36 | 0.9
8169 | 48.67 | 0.36 | 0.9
8170 | 48.67 | 0.36 | 0.9
8171 | 48.67 | 0.36 | 0.9
8172 | 48.67 | 0.36 | 0.9
8173 | 48.67 | 0.36 | 0.9
8174 | 48.67 | 0.36 | 0.9
8175 | 48.67 | 0.36 | 0.9
8176 | 48.67 | 0.36 | 0.9
8177 | 48.67 | 0.36 | 0.9
8178 | 48.67 | 0.36 | 0.9
8179 | 48.67 | 0.36 | 0.9
8180 | 48.67 | 0.36 | 0.9
8181 | 48.67 | 0.36 | 0.9
8182 | 48.67 | 0.36 | 0.9
8183 | 48.67 | 0.36 | 0.9
8184 | 48.67 | 0.36 | 0.9
8185 | 48.67 | 0.36 | 0.9
8186 | 48.67 | 0.36 | 0.9
8187 | 48.67 | 0.36 | 0.9
8188 | 48.67 | 0.36 | 0.9
8189 | 48.67 | 0.36 | 0.9
8190 | 48.67 | 0.36 | 0.9
8191 | 48.67 | 0.36 | 0.9
8192 | 48.67 | 0.36 | 0.9
8193 | 48.67 | 0.36 | 0.9
8194 | 48.67 | 0.36 | 0.9
8195 | 48.67 | 0.36 | 0.9
8196 | 48.67 | 0.36 | 0.9
8197 | 48.67 | 0.36 | 0.9
8198 | 48.67 | 0.36 | 0.9
8199 | 48.67 | 0.36 | 0.9
8200 | 48.67 | 0.36 | 0.9
8201 | 48.67 | 0.36 | 0.9
8202 | 48.67 | 0.36 | 0.9
8203 | 48.67 | 0.36 | 0.9
8204 | 48.67 | 0.36 | 0.9
8205 | 48.67 | 0.36 | 0.9
8206 | 48.67 | 0.36 | 0.9
8207 | 48.67 | 0.36 | 0.9
8208 | 48.67 | 0.36 | 0.9
8209 | 48.67 | 0.36 | 0.9
8210 | 48.67 | 0.36 | 0.9
8211 | 48.67 | 0.36 | 0.9
8212 | 48.67 | 0.36 | 0.9
8213 | 48.67 | 0.36 | 0.9
8214 | 48.67 | 0.36 | 0.9
8215 | 48.67 | 0.36 | 0.9
8216 | 48.67 | 0.36 | 0.9
8217 | 48.67 | 0.36 | 0.9
8218 | 48.67 | 0.36 | 0.9
8219 | 48.67 | 0.36 | 0.9
8220 | 48.67 | 0.36 | 0.9
8221 | 48.67 | 0.36 | 0.9
8222 | 48.67 | 0.36 | 0.9
8223 | 48.67 | 0.36 | 0.9
8224 | 48.67 | 0.36 | 0.9
8225 | 48.67 | 0.36 | 0.9
8226 | 48.67 | 0.36 | 0.9
8227 | 48.67 | 0.36 | 0.9
8228 | 48.67 | 0.36 | 0.9
8229 | 48.67 | 0.36 | 0.9
8230 | 48.67 | 0.36 | 0.9
8231 | 48.67 | 0.36 | 0.9
8232 | 48.67 | 0.36 | 0.9
8233 | 48.67 | 0.36 | 0.9
8234 | 48.67 | 0.36 | 0.9
8235 | 48.67 | 0.36 | 0.9
8236 | 48.67 | 0.36 | 0.9
8237 | 48.67 | 0.36 | 0.9
8238 | 48.67 | 0.36 | 0.9
8239 | 48.67 | 0.36 | 0.9
8240 | 48.67 | 0.36 | 0.9
8241 | 48.67 | 0.36 | 0.9
8242 | 48.67 | 0.36 | 0.9
8243 | 48.67 | 0.36 | 0.9
8244 | 48.67 | 0.36 | 0.9
8245 | 48.67 | 0.36 | 0.9
8246 | 48.67 | 0.36 | 0.9
8247 | 48.67 | 0.36 | 0.9
8248 | 48.67 | 0.36 | 0.9
8249 | 48.67 | 0.36 | 0.9
8250 | 48.67 | 0.36 | 0.9
8251 | 48.67 | 0.36 | 0.9
8252 | 48.67 | 0.36 | 0.9
8253 | 48.67 | 0.36 | 0.9
8254 | 48.67 | 0.36 | 0.9
8255 | 48.67 | 0.36 | 0.9
8256 | 48.67 | 0.36 | 0.9
8257 | 48.67 | 0.36 | 0.9
8258 | 48.67 | 0.36 | 0.9
8259 | 48.67 | 0.36 | 0.9
8260 | 48.67 | 0.36 | 0.9
8261 | 48.67 | 0.36 | 0.9
8262 | 48.67 | 0.36 | 0.9
8263 | 48.67 | 0.36 | 0.9
8264 | 48.67 | 0.36 | 0.9
8265 | 48.67 | 0.36 | 0.9
8266 | 48.67 | 0.36 | 0.9
8267 | 48.67 | 0.36 | 0.9
8268 | 48.67 | 0.36 | 0.9
8269 | 48.67 | 0.36 | 0.9
8270 | 48.67 | 0.36 | 0.9
8271 | 48.67 | 0.36 | 0.9
8272 | 48.67 | 0.36 | 0.9
8273 | 48.67 | 0.36 | 0.9
8274 | 48.67 | 0.36 | 0.9
8275 | 48.67 | 0.36 | 0.9
8276 | 48.67 | 0.36 | 0.9
8277 | 48.67 | 0.36 | 0.9
8278 | 48.67 | 0.36 | 0.9
8279 | 48.67 | 0.36 | 0.9
8280 | 48.67 | 0.36 | 0.9
8281 | 48.67 | 0.36 | 0.9
8282 | 48.67 | 0.36 | 0.9
8283 | 48.67 | 0.36 | 0.9
8284 | 48.67 | 0.36 | 0.9
8285 | 48.67 | 0.36 | 0.9
8286 | 48.67 | 0.36 | 0.9
8287 | 48.67 | 0.36 | 0.9
8288 | 48.67 | 0.36 | 0.9
8289 | 48.67 | 0.36 | 0.9
8290 | 48.67 | 0.36 | 0.9
8291 | 48.67 | 0.36 | 0.9
8292 | 48.67 | 0.36 | 0.9
8293 | 48.67 | 0.36 | 0.9
8294 | 48.67 | 0.36 | 0.9
8295 | 48.67 | 0.36 | 0.9
8296 | 48.67 | 0.36 | 0.9
8297 | 48.67 | 0.36 | 0.9
8298 | 48.67 | 0.36 | 0.9
8299 | 48.67 | 0.36 | 0.9
8300 | 48.67 | 0.36 | 0.9
8301 | 48.67 | 0.36 | 0.9
8302 | 48.67 | 0.36 | 0.9
8303 | 48.67 | 0.36 | 0.9
8304 | 48.67 | 0.36 | 0.9
8305 | 48.67 | 0.36 | 0.9
8306 | 48.67 | 0.36 | 0.9
8307 | 48.67 | 0.36 | 0.9
8308 | 48.67 | 0.36 | 0.9
8309 | 48.67 | 0.36 | 0.9
8310 | 48.67 | 0.36 | 0.9
8311 | 48.67 | 0.36 | 0.9
8312 | 48.67 | 0.36 | 0.9
8313 | 48.67 | 0.36 | 0.9
8314 | 48.67 | 0.36 | 0.9
8315 | 48.67 | 0.36 | 0.9
8316 | 48.67 | 0.36 | 0.9
8317 | 48.67 | 0.36 | 0.9
8318 | 48.67 | 0.36 | 0.9
8319 | 48.67 | 0.36 | 0.9
8320 | 48.67 | 0.36 | 0.9
8321 | 48.67 | 0.36 | 0.9
8322 | 48.67 | 0.36 | 0.9
8323 | 48.67 | 0.36 | 0.9
8324 | 48.67 | 0.36 | 0.9
8325 | 48.67 | 0.36 | 0.9
8326 | 48.67 | 0.36 | 0.9
8327 | 48.67 | 0.36 | 0.9
8328 | 48.67 | 0.36 | 0.9
8329 | 48.67 | 0.36 | 0.9
8330 | 48.67 | 0.36 | 0.9
8331 | 48.67 | 0.36 | 0.9
8332 | 48.67 | 0.36 | 0.9
8333 | 48.67 | 0.36 | 0.9
8334 | 48.67 | 0.36 | 0.9
8335 | 48.67 | 0.36 | 0.9
8336 | 48.67 | 0.36 | 0.9
8337 | 48.67 | 0.36 | 0.9
8338 | 48.67 | 0.36 | 0.9
8339 | 48.67 | 0.36 | 0.9
8340 | 48.67 | 0.36 | 0.9
8341 | 48.67 | 0.36 | 0.9
8342 | 48.67 | 0.36 | 0.9
8343 | 48.67 | 0.36 | 0.9
8344 | 48.67 | 0.36 | 0.9
8345 | 48.67 | 0.36 | 0.9
8346 | 48.67 | 0.36 | 0.9
8347 | 48.67 | 0.36 | 0.9
8348 | 48.67 | 0.36 | 0.9
8349 | 48.67 | 0.36 | 0.9
8350 | 48.67 | 0.36 | 0.9
8351 | 48.67 | 0.36 | 0.9
8352 | 48.67 | 0.36 | 0.9
8353 | 48.67 | 0.36 | 0.9
8354 | 48.67 | 0.36 | 0.9
8355 | 48.67 | 0.36 | 0.9
8356 | 48.67 | 0.36 | 0.9
8357 | 48.67 | 0.36 | 0.9
8358 | 48.67 | 0.36 | 0.9
8359 | 48.67 | 0.36 | 0.9
8360 | 48.67 | 0.36 | 0.9
8361 | 48.67 | 0.36 | 0.9
8362 | 48.67 | 0.36 | 0.9
8363 | 48.67 | 0.36 | 0.9
8364 | 48.67 | 0.36 | 0.9
8365 | 48.67 | 0.36 | 0.9
8366 | 48.67 | 0.36 | 0.9
8367 | 48.67 | 0.36 | 0.9
8368 | 48.67 | 0.36 | 0.9
8369 | 48.67 | 0.36 | 0.9
8370 | 48.67 | 0.36 | 0.9
8371 | 48.67 | 0.36 | 0.9
8372 | 48.67 | 0.36 | 0.9
8373 | 48.67 | 0.36 | 0.9
8374 | 48.67 | 0.36 | 0.9
8375 | 48.67 | 0.36 | 0.9
8376 | 48.67 | 0.36 | 0.9
8377 | 48.67 | 0.36 | 0.9
8378 | 48.67 | 0.36 | 0.9
8379 | 48.67 | 0.36 | 0.9
8380 | 48.67 | 0.36 | 0.9
8381 | 48.67 | 0.36 | 0.9
8382 | 48.67 | 0.36 | 0.9
8383 | 48.67 | 0.36 | 0.9
8384 | 48.67 | 0.36 | 0.9
8385 | 48.67 | 0.36 | 0.9
8386 | 48.67 | 0.36 | 0.9
8387 | 48.67 | 0.36 | 0.9
8388 | 48.67 | 0.36 | 0.9
8389 | 48.67 | 0.36 | 0.9
8390 | 48.67 | 0.36 | 0.9
8391 | 48.67 | 0.36 | 0.9
8392 | 48.67 | 0.36 | 0.9
8393 | 48.67 | 0.36 | 0.9
8394 | 48.67 | 0.36 | 0.9
8395 | 48.67 | 0.36 | 0.9
8396 | 48.67 | 0.36 | 0.9
8397 | 48.67 | 0.36 | 0.9
8398 | 48.67 | 0.36 | 0.9
8399 | 48.67 | 0.36 | 0.9
8400 | 48.67 | 0.36 | 0.9
8401 | 48.67 | 0.36 | 0.9
8402 | 48.67 | 0.36 | 0.9
8403 | 48.67 | 0.36 | 0.9
8404 | 48.67 | 0.36 | 0.9
8405 | 48.67 | 0.36 | 0.9
8406 | 48.67 | 0.36 | 0.9
8407 | 48.67 | 0.36 | 0.9
8408 | 48.67 | 0.36 | 0.9
8409 | 48.67 | 0.36 | 0.9
8410 | 48.67 | 0.36 | 0.9
8411 | 48.67 | 0.36 | 0.9
8412 | 48.67 | 0.36 | 0.9
8413 | 48.67 | 0.36 | 0.9
8414 | 48.67 | 0.36 | 0.9
8415 | 48.67 | 0.36 | 0.9
8416 | 48.67 | 0.36 | 0.9
8417 | 48.67 | 0.36 | 0.9
8418 | 48.67 | 0.36 | 0.9
8419 | 48.67 | 0.36 | 0.9
8420 | 48.67 | 0.36 | 0.9
8421 | 48.67 | 0.36 | 0.9
8422 | 48.67 | 0.36 | 0.9
8423 | 48.67 | 0.36 | 0.9
8424 | 48.67 | 0.36 | 0.9
8425 | 48.67 | 0.36 | 0.9
8426 | 48.67 | 0.36 | 0.9
8427 | 48.67 | 0.36 | 0.9
8428 | 48.67 | 0.36 | 0.9
8429 | 48.67 | 0.36 | 0.9
8430 | 48.67 | 0.36 | 0.9
8431 | 48.67 | 0.36 | 0.9
8432 | 48.67 | 0.36 | 0.9
8433 | 48.67 | 0.36 | 0.9
8434 | 48.67 | 0.36 | 0.9
8435 | 48.67 | 0.36 | 0.9
8436 | 48.67 | 0.36 | 0.9
8437 | 48.67 | 0.36 | 0.9
8438 | 48.67 | 0.36 | 0.9
8439 | 48.67 | 0.36 | 0.9
8440 | 48.67 | 0.36 | 0.9
8441 | 48.67 | 0.36 | 0.9
8442 | 48.67 | 0.36 | 0.9
8443 | 48.67 | 0.36 | 0.9
8444 | 48.67 | 0.36 | 0.9
8445 | 48.67 | 0.36 | 0.9
8446 | 48.67 | 0.36 | 0.9
8447 | 48.67 | 0.36 | 0.9
8448 | 48.67 | 0.36 | 0.9
8449 | 48.67 | 0.36 | 0.9
8450 | 48.67 | 0.36 | 0.9
8451 | 48.67 | 0.36 | 0.9
8452 | 48.67 | 0.36 | 0.9
8453 | 48.67 | 0.36 | 0.9
8454 | 48.67 | 0.36 | 0.9
8455 | 48.67 | 0.36 | 0.9
8456 | 48.67 | 0.36 | 0.9
8457 | 48.67 | 0.36 | 0.9
8458 | 48.67 | 0.36 | 0.9
8459 | 48.67 | 0.36 | 0.9
8460 | 48.67 | 0.36 | 0.9
8461 | 48.67 | 0.36 | 0.9
8462 | 48.67 | 0.36 | 0.9
8463 | 48.67 | 0.36 | 0.9
8464 | 48.67 | 0.36 | 0.9
8465 | 48.67 | 0.36 | 0.9
8466 | 48.67 | 0.36 | 0.9
8467 | 48.67 | 0.36 | 0.9
8468 | 48.67 | 0.36 | 0.9
8469 | 48.67 | 0.36 | 0.9
8470 | 48.67 | 0.36 | 0.9
8471 | 48.67 | 0.36 | 0.9
8472 | 48.67 | 0.36 | 0.9
8473 | 48.67 | 0.36 | 0.9
8474 | 48.67 | 0.36 | 0.9
8475 | 48.67 | 0.36 | 0.9
8476 | 48.67 | 0.36 | 0.9
8477 | 48.67 | 0.36 | 0.9
8478 | 48.67 | 0.36 | 0.9
8479 | 48.67 | 0.36 | 0.9
8480 | 48.67 | 0.36 | 0.9
8481 | 48.67 | 0.36 | 0.9
8482 | 48.67 | 0.36 | 0.9
8483 | 48.67 | 0.36 | 0.9
8484 | 48.67 | 0.36 | 0.9
8485 | 48.67 | 0.36 | 0.9
8486 | 48.67 | 0.36 | 0.9
8487 | 48.67 | 0.36 | 0.9
8488 | 48.67 | 0.36 | 0.9
8489 | 48.67 | 0.36 | 0.9
8490 | 48.67 | 0.36 | 0.9
8491 | 48.67 | 0.36 | 0.9
8492 | 48.67 | 0.36 | 0.9
8493 | 48.67 | 0.36 | 0.9
8494 | 48.67 | 0.36 | 0.9
8495 | 48.67 | 0.36 | 0.9
8496 | 48.67 | 0.36 | 0.9
8497 | 48.67 | 0.36 | 0.9
8498 | 48.67 | 0.36 | 0.9
8499 | 48.67 | 0.36 | 0.9
8500 | 48.67 | 0.36 | 0.9
8501 | 48.67 | 0.36 | 0.9
8502 | 48.67 | 0.36 | 0.9
8503 | 48.67 | 0.36 | 0.9
8504 | 48.67 | 0.36 | 0.9
8505 | 48.67 | 0.36 | 0.9
8506 | 48.67 | 0.36 | 0.9
8507 | 48.67 | 0.36 | 0.9
8508 | 48.67 | 0.36 | 0.9
8509 | 48.67 | 0.36 | 0.9
8510 | 48.67 | 0.36 | 0.9
8511 | 48.67 | 0.36 | 0.9
8512 | 48.67 | 0.36 | 0.9
8513 | 48.67 | 0.36 | 0.9
8514 | 48.67 | 0.36 | 0.9
8515 | 48.67 | 0.36 | 0.9
8516 | 48.67 | 0.36 | 0.9
8517 | 48.67 | 0.36 | 0.9
8518 | 48.67 | 0.36 | 0.9
8519 | 48.67 | 0.36 | 0.9
8520 | 48.67 | 0.36 | 0.9
8521 | 48.67 | 0.36 | 0.9
8522 | 48.67 | 0.36 | 0.9
8523 | 48.67 | 0.36 | 0.9
8524 | 48.67 | 0.36 | 0.9
8525 | 48.67 | 0.36 | 0.9
8526 | 48.67 | 0.36 | 0.9
8527 | 48.67 | 0.36 | 0.9
8528 | 48.67 | 0.36 | 0.9
8529 | 48.67 | 0.36 | 0.9
8530 | 48.67 | 0.36 | 0.9
8531 | 48.67 | 0.36 | 0.9
8532 | 48.67 | 0.36 | 0.9
8533 | 48.67 | 0.36 | 0.9
8534 | 48.67 | 0.36 | 0.9
8535 | 48.67 | 0.36 | 0.9
8536 | 48.67 | 0.36 | 0.9
8537 | 48.67 | 0.36 | 0.9
8538 | 48.67 | 0.36 | 0.9
8539 | 48.67 | 0.36 | 0.9
8540 | 48.67 | 0.36 | 0.9
8541 | 48.67 | 0.36 | 0.9
8542 | 48.67 | 0.36 | 0.9
8543 | 48.67 | 0.36 | 0.9
8544 | 48.67 | 0.36 | 0.9
8545 | 48.67 | 0.36 | 0.9
8546 | 48.67 | 0.36 | 0.9
8547 | 48.67 | 0.36 | 0.9
8548 | 48.67 | 0.36 | 0.9
8549 | 48.67 | 0.36 | 0.9
8550 | 48.67 | 0.36 | 0.9
8551 | 48.67 | 0.36 | 0.9
8552 | 48.67 | 0.36 | 0.9
8553 | 48.67 | 0.36 | 0.9
8554 | 48.67 | 0.36 | 0.9
8555 | 48.67 | 0.36 | 0.9
8556 | 48.67 | 0.36 | 0.9
8557 | 48.67 | 0.36 | 0.9
8558 | 48.67 | 0.36 | 0.9
8559 | 48.67 | 0.36 | 0.9
8560 | 48.67 | 0.36 | 0.9
8561 | 48.67 | 0.36 | 0.9
8562 | 48.67 | 0.36 | 0.9
8563 | 48.67 | 0.36 | 0.9
8564 | 48.67 | 0.36 | 0.9
8565 | 48.67 | 0.36 | 0.9
8566 | 48.67 | 0.36 | 0.9
8567 | 48.67 | 0.36 | 0.9
8568 | 48.67 | 0.36 | 0.9
8569 | 48.67 | 0.36 | 0.9
8570 | 48.67 | 0.36 | 0.9
8571 | 48.67 | 0.36 | 0.9
8572 | 48.67 | 0.36 | 0.9
8573 | 48.67 | 0.36 | 0.9
8574 | 48.67 | 0.36 | 0.9
8575 | 48.67 | 0.36 | 0.9
8576 | 48.67 | 0.36 | 0.9
8577 | 48.67 | 0.36 | 0.9
8578 | 48.67 | 0.36 | 0.9
8579 | 48.67 | 0.36 | 0.9
8580 | 48.67 | 0.36 | 0.9
8581 | 48.67 | 0.36 | 0.9
8582 | 48.67 | 0.36 | 0.9
8583 | 48.67 | 0.36 | 0.9
8584 | 48.67 | 0.36 | 0.9
8585 | 48.67 | 0.36 | 0.9
8586 | 48.67 | 0.36 | 0.9
8587 | 48.67 | 0.36 | 0.9
8588 | 48.67 | 0.36 | 0.9
8589 | 48.67 | 0.36 | 0.9
8590 | 48.67 | 0.36 | 0.9
8591 | 48.67 | 0.36 | 0.9
8592 | 48.67 | 0.36 | 0.9
8593 | 48.67 | 0.36 | 0.9
8594 | 48.67 | 0.36 | 0.9
8595 | 48.67 | 0.36 | 0.9
8596 | 48.67 | 0.36 | 0.9
8597 | 48.67 | 0.36 | 0.9
8598 | 48.67 | 0.36 | 0.9
8599 | 48.67 | 0.36 | 0.9
8600 | 48.67 | 0.36 | 0.9
8601 | 48.67 | 0.36 | 0.9
8602 | 48.67 | 0.36 | 0.9
8603 | 48.67 | 0.36 | 0.9
8604 | 48.67 | 0.36 | 0.9
8605 | 48.67 | 0.36 | 0.9
8606 | 48.67 | 0.36 | 0.9
8607 | 48.67 | 0.36 | 0.9
8608 | 48.67 | 0.36 | 0.9
8609 | 48.67 | 0.36 | 0.9
8610 | 48.67 | 0.36 | 0.9
8611 | 48.67 | 0.36 | 0.9
8612 | 48.67 | 0.36 | 0.9
8613 | 48.67 | 0.36 | 0.9
8614 | 48.67 | 0.36 | 0.9
8615 | 48.67 | 0.36 | 0.9
8616 | 48.67 | 0.36 | 0.9
8617 | 48.67 | 0.36 | 0.9
8618 | 48.67 | 0.36 | 0.9
8619 | 48.67 | 0.36 | 0.9
8620 | 48.67 | 0.36 | 0.9
8621 | 48.67 | 0.36 | 0.9
8622 | 48.67 | 0.36 | 0.9
8623 | 48.67 | 0.36 | 0.9
8624 | 48.67 | 0.36 | 0.9
8625 | 48.67 | 0.36 | 0.9
8626 | 48.67 | 0.36 | 0.9
8627 | 48.67 | 0.36 | 0.9
8628 | 48.67 | 0.36 | 0.9
8629 | 48.67 | 0.36 | 0.9
8630 | 48.67 | 0.36 | 0.9
8631 | 48.67 | 0.36 | 0.9
8632 | 48.67 | 0.36 | 0.9
8633 | 48.67 | 0.36 | 0.9
8634 | 48.67 | 0.36 | 0.9
8635 | 48.67 | 0.36 | 0.9
8636 | 48.67 | 0.36 | 0.9
8637 | 48.67 | 0.36 | 0.9
8638 | 48.67 | 0.36 | 0.9
8639 | 48.67 | 0.36 | 0.9
8640 | 48.67 | 0.36 | 0.9
8641 | 48.67 | 0.36 | 0.9
8642 | 48.67 | 0.36 | 0.9
8643 | 48.67 | 0.36 | 0.9
8644 | 48.67 | 0.36 | 0.9
8645 | 48.67 | 0.36 | 0.9
8646 | 48.67 | 0.36 | 0.9
8647 | 48.67 | 0.36 | 0.9
8648 | 48.67 | 0.36 | 0.9
8649 | 48.67 | 0.36 | 0.9
8650 | 48.67 | 0.36 | 0.9
8651 | 48.67 | 0.36 | 0.9
8652 | 48.67 | 0.36 | 0.9
8653 | 48.67 | 0.36 | 0.9
8654 | 48.67 | 0.36 | 0.9
8655 | 48.67 | 0.36 | 0.9
8656 | 48.67 | 0.36 | 0.9
8657 | 48.67 | 0.36 | 0.9
8658 | 48.67 | 0.36 | 0.9
8659 | 48.67 | 0.36 | 0.9
8660 | 48.67 | 0.36 | 0.9
8661 | 48.67 | 0.36 | 0.9
8662 | 48.67 | 0.36 | 0.9
8663 | 48.67 | 0.36 | 0.9
8664 | 48.67 | 0.36 | 0.9
8665 | 48.67 | 0.36 | 0.9
8666 | 48.67 | 0.36 | 0.9
8667 | 48.67 | 0.36 | 0.9
8668 | 48.67 | 0.36 | 0.9
8669 | 48.67 | 0.36 | 0.9
8670 | 48.67 | 0.36 | 0.9
8671 | 48.67 | 0.36 | 0.9
8672 | 48.67 | 0.36 | 0.9
8673 | 48.67 | 0.36 | 0.9
8674 | 48.67 | 0.36 | 0.9
8675 | 48.67 | 0.36 | 0.9
8676 | 48.67 | 0.36 | 0.9
8677 | 48.67 | 0.36 | 0.9
8678 | 48.67 | 0.36 | 0.9
8679 | 48.67 | 0.36 | 0.9
8680 | 48.67 | 0.36 | 0.9
8681 | 48.67 | 0.36 | 0.9
8682 | 48.67 | 0.36 | 0.9
8683 | 48.67 | 0.36 | 0.9
8684 | 48.67 | 0.36 | 0.9
8685 | 48.67 | 0.36 | 0.9
8686 | 48.67 | 0.36 | 0.9
8687 | 48.67 | 0.36 | 0.9
8688 | 48.67 | 0.36 | 0.9
8689 | 48.67 | 0.36 | 0.9
8690 | 48.67 | 0.36 | 0.9
8691 | 48.67 | 0.36 | 0.9
8692 | 48.67 | 0.36 | 0.9
8693 | 48.67 | 0.36 | 0.9
8694 | 48.67 | 0.36 | 0.9
8695 | 48.67 | 0.36 | 0.9
8696 | 48.67 | 0.36 | 0.9
8697 | 48.67 | 0.36 | 0.9
8698 | 48.67 | 0.36 | 0.9
8699 | 48.67 | 0.36 | 0.9
8700 | 48.67 | 0.36 | 0.9
8701 | 48.67 | 0.36 | 0.9
8702 | 48.67 | 0.36 | 0.9
8703 | 48.67 | 0.36 | 0.9
8704 | 48.67 | 0.36 | 0.9
8705 | 48.67 | 0.36 | 0.9
8706 | 48.67 | 0.36 | 0.9
8707 | 48.67 | 0.36 | 0.9
8708 | 48.67 | 0.36 | 0.9
8709 | 48.67 | 0.36 | 0.9
8710 | 48.67 | 0.36 | 0.9
8711 | 48.67 | 0.36 | 0.9
8712 | 48.67 | 0.36 | 0.9
8713 | 48.67 | 0.36 | 0.9
8714 | 48.67 | 0.36 | 0.9
8715 | 48.67 | 0.36 | 0.9
8716 | 48.67 | 0.36 | 0.9
8717 | 48.67 | 0.36 | 0.9
8718 | 48.67 | 0.36 | 0.9
8719 | 48.67 | 0.36 | 0.9
8720 | 48.67 | 0.36 | 0.9
8721 | 48.67 | 0.36 | 0.9
8722 | 48.67 | 0.36 | 0.9
8723 | 48.67 | 0.36 | 0.9
8724 | 48.67 | 0.36 | 0.9
8725 | 48.67 | 0.36 | 0.9
8726 | 48.67 | 0.36 | 0.9
8727 | 48.67 | 0.36 | 0.9
8728 | 48.67 | 0.36 | 0.9
8729 | 48.67 | 0.36 | 0.9
8730 | 48.67 | 0.36 | 0.9
8731 | 48.67 | 0.36 | 0.9
8732 | 48.67 | 0.36 | 0.9
8733 | 48.67 | 0.36 | 0.9
8734 | 48.67 | 0.36 | 0.9
8735 | 48.67 | 0.36 | 0.9
8736 | 48.67 | 0.36 | 0.9
8737 | 48.67 | 0.36 | 0.9
8738 | 48.67 | 0.36 | 0.9
8739 | 48.67 | 0.36 | 0.9
8740 | 48.67 | 0.36 | 0.9
8741 | 48.67 | 0.36 | 0.9
8742 | 48.67 | 0.36 | 0.9
8743 | 48.67 | 0.36 | 0.9
8744 | 48.67 | 0.36 | 0.9
8745 | 48.67 | 0.36 | 0.9
8746 | 48.67 | 0.36 | 0.9
8747 | 48.67 | 0.36 | 0.9
8748 | 48.67 | 0.36 | 0.9
8749 | 48.67 | 0.36 | 0.9
8750 | 48.67 | 0.36 | 0.9
8751 | 48.67 | 0.36 | 0.9
8752 | 48.67 | 0.36 | 0.9
8753 | 48.67 | 0.36 | 0.9
8754 | 48.67 | 0.36 | 0.9
8755 | 48.67 | 0.36 | 0.9
8756 | 48.67 | 0.36 | 0.9
8757 | 48.67 | 0.36 | 0.9
8758 | 48.67 | 0.36 | 0.9
8759 | 48.67 | 0.36 | 0.9